## HVAC
[6 empty] | VALIDITY | VALID TILL 31/10/2026
Brand | Product Type | Size | Material | Flow
Monitoring & Measuring Instruments | [5 empty] | Product Line
HVAC Valves & Control | [5 empty] | Product Type
HVAC Equipment & Accessories | [5 empty] | Size | [7 empty] | 0
[6 empty] | Material |  |  | # | Part # | Description | Qty | Unit Price | Total Price
[6 empty] | Flow |  |  | 1
2
3
[5 empty] | Brand | Part # | Description | Unit Price | 4
[5 empty] | Brannan | 34/656/3 | BLACK CASE PRESSURE GAUGE WITH BEZEL + Adjustable Pointer, 0 to 16 bar/psi, 100 mm Ø Dial, 1/2" NPT, BTM, IP 43, Dry | 940 | 5
[5 empty] | Brannan | 34/656/1 | BLACK CASE PRESSURE GAUGE WITH BEZEL + Adjustable Pointer, 0 to 16 bar/psi, 100 mm Ø Dial, 1/2" BSP, BTM, IP 43, Dry | 940 | 6
[5 empty] | Brannan | 37/828/5 | SS FILLABLE PRESSURE GAUGE, 0 to 25 bar/psi, 100 mm Ø Dial, 1/2" NPT, BTM, IP 65, Glycerine Filled | 1630 | 7
[5 empty] | Brannan | 37/808/5 | SS FILLABLE PRESSURE GAUGE, 0 to 25 bar/psi, 100 mm Ø Dial, 1/2" BSP, BTM, IP 65, Glycerine Filled | 1630 | 8
[5 empty] | Brannan | 84/103/0* | PP CASE STRAIGHT V-LINE THERMOMETERS, -30 to +50°C&F, 150 mm Case, 63 mm Pocket, 1/2" BSP, BTM, -, Blue Spirit Filing | 1282 | 9
[5 empty] | Brannan | 77/017/0 | Al CASE STRAIGHT V-LINE THERMOMETERS, -30 to +50°C&F, 150 mm Case, 63 mm Pocket, 1/2" BSP, BTM, -, Blue Spirit Filing | 1289 | 10
[5 empty] | Brannan | 32/624/3 | Black Steel Bimetal Thermometers with Bezel, -20 to +60°C&F, 100 mm Ø Dial, 50 mm Pocket, 1/2" NPT, BTM, IP 54, Dry | 1263 | 11
[5 empty] | Brannan | 32/624/0 | Black Steel Bimetal Thermometers with Bezel, -20 to +60°C&F, 100 mm Ø Dial, 50 mm Pocket, 1/2" BSP, BTM, IP 54, Dry | 1263 | 12
[5 empty] | Brannan | 31/644/0 | Black Steel Bimetal Thermometers with Bezel, -20 to +60°C&F, 100 mm Ø Dial, 100 mm Pocket, 1/2" BSP, BCK, IP 54, Dry | 1398 | 13
[5 empty] | Brannan | 200/701/0 | 5” INDUSTRIAL LIQUID-IN-GLASS THERMOMETERS, -40 to 110°F&C, 167 mm Case, 45 mm Pocket, 1/2" NPT, BTM, IP 55, Blue Spirit Filing | 1093 | 14
[5 empty] | Brannan | 200/702/0 | 5” INDUSTRIAL LIQUID-IN-GLASS THERMOMETERS, 20 to 180°F&C, 168 mm Case, 45 mm Pocket, 1/2" NPT, BTM, IP 56, Blue Spirit Filing | 1093 | 15
[5 empty] | Brannan | 200/703/0 | 5” INDUSTRIAL LIQUID-IN-GLASS THERMOMETERS, 30 to 240°F&C, 169 mm Case, 45 mm Pocket, 1/2" NPT, BTM, IP 57, Blue Spirit Filing | 1093 | 16
[5 empty] | Brannan | 200/704/0 | 5” INDUSTRIAL LIQUID-IN-GLASS THERMOMETERS, 30 to 300°F&C, 170 mm Case, 45 mm Pocket, 1/2" NPT, BTM, IP 58, Blue Spirit Filing | 1093 | 17
[5 empty] | Brannan | 200/801/0 | 5” INDUSTRIAL LIQUID-IN-GLASS THERMOMETERS, -40 to 110°F&C, 171 mm Case, 45 mm Pocket, 1/2" NPT, BCK, IP 59, Blue Spirit Filing | 1093 | 18
[5 empty] | Brannan | 200/802/0 | 5” INDUSTRIAL LIQUID-IN-GLASS THERMOMETERS, 20 to 180°F&C, 172 mm Case, 45 mm Pocket, 1/2" NPT, BCK, IP 60, Blue Spirit Filing | 1093 | 19
[5 empty] | Brannan | 200/803/0 | 5” INDUSTRIAL LIQUID-IN-GLASS THERMOMETERS, 30 to 240°F&C, 173 mm Case, 45 mm Pocket, 1/2" NPT, BCK, IP 61, Blue Spirit Filing | 1093 | 20
[5 empty] | Brannan | 200/804/0 | 5” INDUSTRIAL LIQUID-IN-GLASS THERMOMETERS, 30 to 300°F&C, 174 mm Case, 45 mm Pocket, 1/2" NPT, BCK, IP 62, Blue Spirit Filing | 1093 | 21
[5 empty] | Brannan | 39/001/0 | BRASS GAUGE COCKS, Standard, 3/8” BSP F & F | 490 | 22
[5 empty] | Brannan | 39/003/0 | BRASS GAUGE COCKS, Standard, 1/2” BSP F & F | 704 | 23
[5 empty] | Brannan | 39/008/0 | BRASS GAUGE COCKS, Standard, 1/4” BSP F & F | 524 | 24
[5 empty] | Brannan | 39/200/0 | BRASS GAUGE COCKS, Standard, 1/4” BSP M & F | 524 | 25
[5 empty] | Brannan | 39/202/0 | BRASS GAUGE COCKS, Standard, 3/8” BSP M & F | 490 | 26
[5 empty] | Brannan | 39/203/0 | BRASS GAUGE COCKS, Standard, 1/2” BSP M & F | 704 | 27
[5 empty] | Brannan | 39/001/9 | BRASS GAUGE COCKS, With Vent hole, 3/8” BSP F & F | 510 | 28
[5 empty] | Brannan | 39/003/9 | BRASS GAUGE COCKS, With Vent hole, 1/2” BSP F & F | 732 | 29
[5 empty] | Brannan | 39/008/9 | BRASS GAUGE COCKS, With Vent hole, 1/4” BSP F & F | 547 | 30
[5 empty] | Brannan | 39/200/9 | BRASS GAUGE COCKS, With Vent hole, 1/4” BSP M & F | 547 | 31
[5 empty] | Brannan | 39/202/8 | BRASS GAUGE COCKS, With Vent hole, 3/8” BSP M & F | 510 | 32
[5 empty] | Brannan | 39/202/9 | BRASS GAUGE COCKS, With Vent hole, 1/2” BSP M & F | 732 | 33
[5 empty] | Brannan | 39/207/0 | BRASS GAUGE COCKS, Standard, 3/8” NPT F & F | 490 | 34
[5 empty] | Brannan | 39/003/4 | BRASS GAUGE COCKS, Standard, 1/2” NPT F & F | 704 | 35
[5 empty] | Brannan | 39/206/0 | BRASS GAUGE COCKS, Standard, 1/4” NPT F & F | 524 | 36
[5 empty] | Brannan | 39/208/0 | BRASS GAUGE COCKS, Standard, 1/4” NPT M & F | 524 | 37
[5 empty] | Brannan | 39/209/0 | BRASS GAUGE COCKS, Standard, 3/8” NPT M & F | 490 | 38
[5 empty] | Brannan | 39/203/4 | BRASS GAUGE COCKS, Standard, 1/2” NPT M & F | 704 | 39
[5 empty] | Brannan | 39/207/9 | BRASS GAUGE COCKS, With Vent hole, 3/8” NPT F & F | 510 | 40
[5 empty] | Brannan | 39/003/5 | BRASS GAUGE COCKS, With Vent hole, 1/2” NPT F & F | 732 | 41
[5 empty] | Brannan | 39/206/9 | BRASS GAUGE COCKS, With Vent hole, 1/4” NPT F & F | 547 | 42
[5 empty] | Brannan | 39/208/9 | BRASS GAUGE COCKS, With Vent hole, 1/4” NPT M & F | 547 | 43
[5 empty] | Brannan | 39/209/9 | BRASS GAUGE COCKS, With Vent hole, 3/8” NPT M & F | 510 | 44
[5 empty] | Brannan | 39/203/5 | BRASS GAUGE COCKS, With Vent hole, 1/2” NPT M & F | 732 | 45
[5 empty] | Brannan | 39/308/0 | THERMOMETER AND PRESSURE GAUGE TEST PLUGS, Brass, 1/4” BSPT M | 380 | 46
[5 empty] | Brannan | 39/312/0 | THERMOMETER AND PRESSURE GAUGE TEST PLUGS, Brass, 1/2” BSPT M | 509 | 47
[5 empty] | Brannan | 39/313/0 | THERMOMETER AND PRESSURE GAUGE TEST PLUGS, Brass, with 50mm lagging extension, 1/4” BSPT M | 954 | 48
[5 empty] | Brannan | 39/314/0 | THERMOMETER AND PRESSURE GAUGE TEST PLUGS, Brass, with 50mm lagging extension, 1/2” BSPT M | 1234 | 49
[5 empty] | Brannan | 39/303/1 | POROUS TYPE SNUBBERS FOR PRESSURE GAUGE, 100 bar, 1/4” BSP M x 1/4” BSP F | 460 | 50
[5 empty] | Brannan | 39/303/0 | POROUS TYPE SNUBBERS FOR PRESSURE GAUGE, 100 bar, 1/4” NPT M x 1/4” NPT F | 460 | 51
[5 empty] | Brannan | 39/303/3 | POROUS TYPE SNUBBERS FOR PRESSURE GAUGE, 135 bar, 3/8” BSP M x 3/8” BSP F, | 675 | 52
[5 empty] | Brannan | 39/303/2 | POROUS TYPE SNUBBERS FOR PRESSURE GAUGE, 135 bar, 3/8” NPT M x 3/8” NPT F | 675 | 53
[5 empty] | Brannan | 39/303/5 | POROUS TYPE SNUBBERS FOR PRESSURE GAUGE, 340 bar, 1/2” BSP M x 1/2” BSP F | 697 | 54
[5 empty] | Brannan | 39/303/4 | POROUS TYPE SNUBBERS FOR PRESSURE GAUGE, 340 bar, 1/2” NPT M x 1/2” NPT F | 697 | 55
[5 empty] | Brannan | 39/004/0 | Brass Needle Valve, 16 bar, 1/4” NPT F x F | 512 | 56
[5 empty] | Brannan | 39/004/1 | Brass Needle Valve, 16 bar, 1/2” BSP F x F | 881 | 57
[5 empty] | Brannan | 39/004/4 | Brass Needle Valve, 16 bar, 1/2” NPT F x F | 881 | 58
[5 empty] | Brannan | 39/010/0 | U Syphon, Mild Steel, 25 bar, 1/4” BSP M x 1/4” BSP M | 618 | 59
[5 empty] | Brannan | 39/011/0 | U Syphon, Mild Steel, 25 bar, 3/8” BSP M x 3/8” BSP M | 595 | 60
[5 empty] | Brannan | 39/012/0 | U Syphon, Mild Steel, 25 bar, 1/2” BSP M x 1/2” BSP M | 640 | 61
[5 empty] | Brannan | 39/014/0 | U Syphon, Mild Steel, 25 bar, 1/4” NPT M x 1/4” NPT M | 618 | 62
[5 empty] | Brannan | 39/041/0 | U Syphon, Mild Steel, 25 bar, 3/8” NPT M x 3/8” NPT M | 595 | 63
[5 empty] | Brannan | 39/042/0 | U Syphon, Mild Steel, 25 bar, 1/2” NPT M x 1/2” NPT M | 640 | 64
[5 empty] | Brannan | 39/018/0 | U Syphon, Stainless Steel, 25 bar, 1/4” NPT M x 1/4” NPT M | 903 | 65
[5 empty] | Brannan | 39/019/0 | U Syphon, Stainless Steel, 25 bar, 1/4” BSP M x 1/4” BSP M | 903 | 66
[5 empty] | Brannan | 39/022/0 | U Syphon, Stainless Steel, 25 bar, 3/8” BSP M x 3/8” BSP M | 1151 | 67
[5 empty] | Brannan | 39/043/0 | U Syphon, Stainless Steel, 25 bar, 1/2” NPT M x 1/2” NPT M | 1295 | 68
[5 empty] | Brannan | 39/044/0 | U Syphon, Stainless Steel, 25 bar, 3/8” NPT M x 3/8” NPT M | 1151 | 69
[5 empty] | Brannan | 39/050/0 | U Syphon, Stainless Steel, 25 bar, 1/2” BSP M x 1/2” BSP M | 1295 | 70
[5 empty] | Brannan | 39/015/0 | Ring Syphon, Mild Steel, 25 bar, 3/8” BSP M x 3/8” BSP M | 595 | 71
[5 empty] | Brannan | 39/016/0 | Ring Syphon, Mild Steel, 25 bar, 1/2” BSP M x 1/2” BSP M | 640 | 72
[5 empty] | Brannan | 39/020/0 | Ring Syphon, Mild Steel, 25 bar, 1/4” NPT M x 1/4” NPT M | 618 | 73
[5 empty] | Brannan | 39/024/0 | Ring Syphon, Mild Steel, 25 bar, 1/4” BSP M x 1/4” BSP M | 618 | 74
[5 empty] | Brannan | 39/045/0 | Ring Syphon, Mild Steel, 25 bar, 3/8” NPT M x 3/8” NPT M | 595 | 75
[5 empty] | Brannan | 39/046/0 | Ring Syphon, Mild Steel, 25 bar, 1/2” NPT M x 1/2” NPT M | 640 | 76
[5 empty] | Brannan | 39/023/0 | Ring Syphon, Stainless Steel, 25 bar, 3/8” BSP M x 3/8” BSP M | 1083 | 77
[5 empty] | Brannan | 39/029/0 | Ring Syphon, Stainless Steel, 25 bar, 1/4” NPT M x 1/4” NPT M | 903 | 78
[5 empty] | Brannan | 39/031/0 | Ring Syphon, Stainless Steel, 25 bar, 1/4” BSP M x 1/4” BSP M | 903 | 79
[5 empty] | Brannan | 39/047/0 | Ring Syphon, Stainless Steel, 25 bar, 1/2” NPT M x 1/2” NPT M | 1295 | 80
[5 empty] | Brannan | 39/048/0 | Ring Syphon, Stainless Steel, 25 bar, 3/8” NPT M x 3/8” NPT M | 1083 | 81
[5 empty] | Brannan | 39/049/0 | Ring Syphon, Stainless Steel, 25 bar, 1/2” BSP M x 1/2” BSP M | 1295 | 82
[5 empty] | Brannan | 200/501/0 | AL CASE ADJUSTABLE ANGLE THERMOMETERS, -40 to 110°F&C, 250 mm Case, 90 mm Stem, 3/4" NPT, ADJUSTABLE, IP 54, Blue Liquid Filing | 2819 | 83
[5 empty] | Brannan | 200/506/0 | AL CASE ADJUSTABLE ANGLE THERMOMETERS, 0 to 160°F&C, 250 mm Case, 90 mm Stem, 3/4" NPT, ADJUSTABLE, IP 54, Blue Liquid Filing | 2819 | 84
[5 empty] | Brannan | 200/502/0 | AL CASE ADJUSTABLE ANGLE THERMOMETERS, 30 to 180°F&C, 250 mm Case, 90 mm Stem, 3/4" NPT, ADJUSTABLE, IP 54, Blue Liquid Filing | 2819 | 85
[5 empty] | Brannan | 200/503/0 | AL CASE ADJUSTABLE ANGLE THERMOMETERS, 30 to 240°F&C, 250 mm Case, 90 mm Stem, 3/4" NPT, ADJUSTABLE, IP 54, Blue Liquid Filing | 2819 | 86
[5 empty] | Brannan | 200/504/0 | AL CASE ADJUSTABLE ANGLE THERMOMETERS, 30 to 300°F&C, 250 mm Case, 90 mm Stem, 3/4" NPT, ADJUSTABLE, IP 54, Blue Liquid Filing | 2819 | 87
[5 empty] | Brannan | 200/505/0 | AL CASE ADJUSTABLE ANGLE THERMOMETERS, 50 to 400°F&C, 250 mm Case, 90 mm Stem, 3/4" NPT, ADJUSTABLE, IP 54, Blue Liquid Filing | 2819 | 88
[5 empty] | Brannan | 200/601/0 | AL CASE ADJUSTABLE ANGLE THERMOMETERS, -40 to 110°F&C, 250 mm Case, 150 mm Stem, 3/4" NPT, ADJUSTABLE, IP 54, Blue Liquid Filing | 3791 | 89
[5 empty] | Brannan | 200/606/0 | AL CASE ADJUSTABLE ANGLE THERMOMETERS, 0 to 160°F&C, 250 mm Case, 150 mm Stem, 3/4" NPT, ADJUSTABLE, IP 54, Blue Liquid Filing | 3791 | 90
[5 empty] | Brannan | 200/602/0 | AL CASE ADJUSTABLE ANGLE THERMOMETERS, 30 to 180°F&C, 250 mm Case, 150 mm Stem, 3/4" NPT, ADJUSTABLE, IP 54, Blue Liquid Filing | 3791 | 91
[5 empty] | Brannan | 200/603/0 | AL CASE ADJUSTABLE ANGLE THERMOMETERS, 30 to 240°F&C, 250 mm Case, 150 mm Stem, 3/4" NPT, ADJUSTABLE, IP 54, Blue Liquid Filing | 3791 | 92
[5 empty] | Brannan | 200/604/0 | AL CASE ADJUSTABLE ANGLE THERMOMETERS, 30 to 300°F&C, 250 mm Case, 150 mm Stem, 3/4" NPT, ADJUSTABLE, IP 54, Blue Liquid Filing | 3791 | 93
[5 empty] | Brannan | 200/605/0 | AL CASE ADJUSTABLE ANGLE THERMOMETERS, 50 to 400°F&C, 250 mm Case, 150 mm Stem, 3/4" NPT, ADJUSTABLE, IP 54, Blue Liquid Filing | 3791 | 94
[5 empty] | Brannan | 200/501/1 | AL CASE ADJUSTABLE ANGLE THERMOMETERS, -40 to 110°F&C, 250 mm Case, 90 mm Stem + 25 mm Lag. Ext., 3/4" NPT, ADJUSTABLE, IP 54, Blue Liquid Filing | 3544 | 95
[5 empty] | Brannan | 200/506/1 | AL CASE ADJUSTABLE ANGLE THERMOMETERS, 0 to 160°F&C, 250 mm Case, 90 mm Stem + 25 mm Lag. Ext., 3/4" NPT, ADJUSTABLE, IP 54, Blue Liquid Filing | 3544 | 96
[5 empty] | Brannan | 200/502/1 | AL CASE ADJUSTABLE ANGLE THERMOMETERS, 30 to 180°F&C, 250 mm Case, 90 mm Stem + 25 mm Lag. Ext., 3/4" NPT, ADJUSTABLE, IP 54, Blue Liquid Filing | 3544 | 97
[5 empty] | Brannan | 200/503/1 | AL CASE ADJUSTABLE ANGLE THERMOMETERS, 30 to 240°F&C, 250 mm Case, 90 mm Stem + 25 mm Lag. Ext., 3/4" NPT, ADJUSTABLE, IP 54, Blue Liquid Filing | 3544 | 98
[5 empty] | Brannan | 200/504/1 | AL CASE ADJUSTABLE ANGLE THERMOMETERS, 30 to 300°F&C, 250 mm Case, 90 mm Stem + 25 mm Lag. Ext., 3/4" NPT, ADJUSTABLE, IP 54, Blue Liquid Filing | 3544 | 99
[5 empty] | Brannan | 200/505/1 | AL CASE ADJUSTABLE ANGLE THERMOMETERS, 50 to 400°F&C, 250 mm Case, 90 mm Stem + 25 mm Lag. Ext., 3/4" NPT, ADJUSTABLE, IP 54, Blue Liquid Filing | 3544 | 100
[5 empty] | Brannan | 200/601/1 | AL CASE ADJUSTABLE ANGLE THERMOMETERS, -40 to 110°F&C, 250 mm Case, 150 mm Stem + 25 mm Lag. Ext., 3/4" NPT, ADJUSTABLE, IP 54, Blue Liquid Filing | 4020 |  |  | Total Price Excluding 14% Vat |  |  | 0
[5 empty] | Brannan | 200/606/1 | AL CASE ADJUSTABLE ANGLE THERMOMETERS, 0 to 160°F&C, 250 mm Case, 150 mm Stem + 25 mm Lag. Ext., 3/4" NPT, ADJUSTABLE, IP 54, Blue Liquid Filing | 4020
[5 empty] | Brannan | 200/602/1 | AL CASE ADJUSTABLE ANGLE THERMOMETERS, 30 to 180°F&C, 250 mm Case, 150 mm Stem + 25 mm Lag. Ext., 3/4" NPT, ADJUSTABLE, IP 54, Blue Liquid Filing | 4020
[5 empty] | Brannan | 200/603/1 | AL CASE ADJUSTABLE ANGLE THERMOMETERS, 30 to 240°F&C, 250 mm Case, 150 mm Stem + 25 mm Lag. Ext., 3/4" NPT, ADJUSTABLE, IP 54, Blue Liquid Filing | 4020
[5 empty] | Brannan | 200/604/1 | AL CASE ADJUSTABLE ANGLE THERMOMETERS, 30 to 300°F&C, 250 mm Case, 150 mm Stem + 25 mm Lag. Ext., 3/4" NPT, ADJUSTABLE, IP 54, Blue Liquid Filing | 4020
[5 empty] | Brannan | 200/605/1 | AL CASE ADJUSTABLE ANGLE THERMOMETERS, 50 to 400°F&C, 250 mm Case, 150 mm Stem + 25 mm Lag. Ext., 3/4" NPT, ADJUSTABLE, IP 54, Blue Liquid Filing | 4020
[5 empty] | Brannan | 200/705/0 | 5" INDUSTRIAL LIQUID-IN-GLASS THERMOMETER, 1/2" NPT STRAIGHT (BOTTOM ENTRY), 45MM STEM, 5/120F & -15/50C | 1093
[5 empty] | Brannan | 200/705/1 | 5" INDUSTRIAL LIQUID-IN-GLASS THERMOMETER, 1/2" NPT STRAIGHT (BOTTOM ENTRY), 100MM STEM, 5/120F & -15/50C | 1358
[5 empty] | HERZ Armaturen Ges.m.b.h | 3411301 | HERZ-Bronze Gate Valve PN20 DN15 | 936
[5 empty] | HERZ Armaturen Ges.m.b.h | 3411302 | HERZ-Bronze Gate Valve PN20 DN20 | 1203
[5 empty] | HERZ Armaturen Ges.m.b.h | 3411303 | HERZ-Bronze Gate Valve PN20 DN25 | 1608
[5 empty] | HERZ Armaturen Ges.m.b.h | 3411304 | HERZ-Bronze Gate Valve PN20 DN32 | 2310
[5 empty] | HERZ Armaturen Ges.m.b.h | 3411305 | HERZ-Bronze Gate Valve PN20 DN40 | 2750
[5 empty] | HERZ Armaturen Ges.m.b.h | 3411306 | HERZ-Bronze Gate Valve PN20 DN50 | 4525
[5 empty] | HERZ Armaturen Ges.m.b.h | 1411311 | HERZ-DZR Gate Valve PN20 DN15 | 703
[5 empty] | HERZ Armaturen Ges.m.b.h | 1411312 | HERZ-DZR Gate Valve PN20 DN20 | 843
[5 empty] | HERZ Armaturen Ges.m.b.h | 1411313 | HERZ-DZR Gate Valve PN20 DN25 | 1303
[5 empty] | HERZ Armaturen Ges.m.b.h | 1411314 | HERZ-DZR Gate Valve PN20 DN32 | 2009
[5 empty] | HERZ Armaturen Ges.m.b.h | 1411315 | HERZ-DZR Gate Valve PN20 DN40 | 2684
[5 empty] | HERZ Armaturen Ges.m.b.h | 1411316 | HERZ-DZR Gate Valve PN20 DN50 | 4203
[5 empty] | HERZ Armaturen Ges.m.b.h | 3266201 | HERZ-Bronze Strainer PN20 DN15 | 823
[5 empty] | HERZ Armaturen Ges.m.b.h | 3266202 | HERZ-Bronze Strainer PN20 DN20 | 1257
[5 empty] | HERZ Armaturen Ges.m.b.h | 3266203 | HERZ-Bronze Strainer PN20 DN25 | 1836
[5 empty] | HERZ Armaturen Ges.m.b.h | 3266204 | HERZ-Bronze Strainer PN20 DN32 | 3290
[5 empty] | HERZ Armaturen Ges.m.b.h | 3266205 | HERZ-Bronze Strainer PN20 DN40 | 4161
[5 empty] | HERZ Armaturen Ges.m.b.h | 3266206 | HERZ-Bronze Strainer PN20 DN50 | 7255
[5 empty] | HERZ Armaturen Ges.m.b.h | 1266211 | HERZ-Brass Strainer PN20 DN15 | 820
[5 empty] | HERZ Armaturen Ges.m.b.h | 1266212 | HERZ-Brass Strainer PN20 DN20 | 1015
[5 empty] | HERZ Armaturen Ges.m.b.h | 1266213 | HERZ-Brass Strainer PN20 DN25 | 1635
[5 empty] | HERZ Armaturen Ges.m.b.h | 1266214 | HERZ-Brass Strainer PN20 DN32 | 2916
[5 empty] | HERZ Armaturen Ges.m.b.h | 1266215 | HERZ-Brass Strainer PN20 DN40 | 3637
[5 empty] | HERZ Armaturen Ges.m.b.h | 1266216 | HERZ-Brass Strainer PN20 DN50 | 5920
[5 empty] | HERZ Armaturen Ges.m.b.h | 1401701 | HERZ-DZR FODRV PN20 DN15 | 2024
[5 empty] | HERZ Armaturen Ges.m.b.h | 1401702 | HERZ-DZR FODRV PN20 DN20 | 2912
[5 empty] | HERZ Armaturen Ges.m.b.h | 1401703 | HERZ-DZR FODRV PN20 DN25 | 3248
[5 empty] | HERZ Armaturen Ges.m.b.h | 1401704 | HERZ-DZR FODRV PN20 DN32 | 3514
[5 empty] | HERZ Armaturen Ges.m.b.h | 1401705 | HERZ-DZR FODRV PN20 DN40 | 5030
[5 empty] | HERZ Armaturen Ges.m.b.h | 1401706 | HERZ-DZR FODRV PN20 DN50 | 5677
[5 empty] | HERZ Armaturen Ges.m.b.h | 1211711 | HERZ-DZR 2-Way Control Ball Valve PN40 DN15 | 1121
[5 empty] | HERZ Armaturen Ges.m.b.h | 1211712 | HERZ-DZR 2-Way Control Ball Valve PN40 DN20 | 1674
[5 empty] | HERZ Armaturen Ges.m.b.h | 1211713 | HERZ-DZR 2-Way Control Ball Valve PN40 DN25 | 1635
[5 empty] | HERZ Armaturen Ges.m.b.h | 1211714 | HERZ-DZR 2-Way Control Ball Valve PN40 DN32 | 2998
[5 empty] | HERZ Armaturen Ges.m.b.h | 1211715 | HERZ-DZR 2-Way Control Ball Valve PN40 DN40 | 4137
[5 empty] | HERZ Armaturen Ges.m.b.h | 1211716 | HERZ-DZR 2-Way Control Ball Valve PN40 DN50 | 6340
[5 empty] | HERZ Armaturen Ges.m.b.h | 1772391 | HERZ-NP. Brass 2-Way Control Valve PN16 DN15 | 1092
[5 empty] | HERZ Armaturen Ges.m.b.h | 1772392 | HERZ-NP. Brass 2-Way Control Valve PN16 DN20 | 1282
[5 empty] | HERZ Armaturen Ges.m.b.h | 1772393 | HERZ-NP. Brass 2-Way Control Valve PN16 DN25 | 2390
[5 empty] | HERZ Armaturen Ges.m.b.h | 1776138 | HERZ-Brass 3-way control Valve PN10 DN15 | 1820
[5 empty] | HERZ Armaturen Ges.m.b.h | 1776139 | HERZ-Brass 3-way control Valve PN10 DN20 | 2441
[5 empty] | HERZ Armaturen Ges.m.b.h | 1776140 | HERZ-Brass 3-way control Valve PN16 DN25 | 3888
[5 empty] | HERZ Armaturen Ges.m.b.h | 1776141 | HERZ-Brass 3-way control Valve PN16 DN32 | 4151
[5 empty] | HERZ Armaturen Ges.m.b.h | 1213711 | HERZ-Brass 3-Way control Ball valve PN10 DN15 | 2300
[5 empty] | HERZ Armaturen Ges.m.b.h | 1213712 | HERZ-Brass 3-Way control Ball valve PN10 DN20 | 1881
[5 empty] | HERZ Armaturen Ges.m.b.h | 1213713 | HERZ-Brass 3-Way control Ball valve PN10 DN25 | 2518
[5 empty] | HERZ Armaturen Ges.m.b.h | 1213714 | HERZ-Brass 3-Way control Ball valve PN10 DN32 | 3127
[5 empty] | HERZ Armaturen Ges.m.b.h | 1213715 | HERZ-Brass 3-Way control Ball valve PN10 DN40 | 7895
[5 empty] | HERZ Armaturen Ges.m.b.h | 1213716 | HERZ-Brass 3-Way control Ball valve PN10 DN50 | 11297
[5 empty] | HERZ Armaturen Ges.m.b.h | 1403715 | HERZ-Brass 3-Way control valve PN16 DN15 | 4675
[5 empty] | HERZ Armaturen Ges.m.b.h | 1403720 | HERZ-Brass 3-Way control valve PN16 DN20 | 4766
[5 empty] | HERZ Armaturen Ges.m.b.h | 1403725 | HERZ-Brass 3-Way control valve PN16 DN25 | 5386
[5 empty] | HERZ Armaturen Ges.m.b.h | 1403732 | HERZ-Brass 3-Way control valve PN16 DN32 | 7955
[5 empty] | HERZ Armaturen Ges.m.b.h | 1403740 | HERZ-Brass 3-Way control valve PN16 DN40 | 8989
[5 empty] | HERZ Armaturen Ges.m.b.h | 1403750 | HERZ-Brass 3-Way control valve PN16 DN50 | 12895
[5 empty] | HERZ Armaturen Ges.m.b.h | 1420620 | HERZ-DZR SMART PICV PN25 DN15 LF | 5871
[5 empty] | HERZ Armaturen Ges.m.b.h | 1420629 | HERZ-DZR SMART PICV PN25 DN15 MF | 5417
[5 empty] | HERZ Armaturen Ges.m.b.h | 1420601 | HERZ-DZR SMART PICV PN25 DN15 SF | 5981
[5 empty] | HERZ Armaturen Ges.m.b.h | 1420671 | HERZ-DZR SMART PICV PN25 DN15 HF | 5978
[5 empty] | HERZ Armaturen Ges.m.b.h | 1420602 | HERZ-DZR SMART PICV PN25 DN20 SF | 6049
[5 empty] | HERZ Armaturen Ges.m.b.h | 1420672 | HERZ-DZR SMART PICV PN25 DN20 HF | 6726
[5 empty] | HERZ Armaturen Ges.m.b.h | 1420611 | HERZ-DZR PICV PN25 DN15 | 8388
[5 empty] | HERZ Armaturen Ges.m.b.h | 1420612 | HERZ-DZR PICV PN25 DN20 | 8862
[5 empty] | HERZ Armaturen Ges.m.b.h | 1420613 | HERZ-DZR PICV PN25 DN25 | 9419
[5 empty] | HERZ Armaturen Ges.m.b.h | 1420614 | HERZ-DZR PICV PN25 DN32 | 10500
[5 empty] | HERZ Armaturen Ges.m.b.h | 1420615 | HERZ-DZR PICV PN25 DN40 | 14754
[5 empty] | HERZ Armaturen Ges.m.b.h | 1420616 | HERZ-DZR PICV PN25 DN50 | 14718
[5 empty] | HERZ Armaturen Ges.m.b.h | 1400241 | HERZ DPCV, DZR Brass Body, PN16, External Threaded Ends, 30kp DN 15 | 9632
[5 empty] | HERZ Armaturen Ges.m.b.h | 1400242 | HERZ DPCV, DZR Brass Body, PN16, External Threaded Ends, 30kp DN 20 | 10637
[5 empty] | HERZ Armaturen Ges.m.b.h | 1400243 | HERZ DPCV, DZR Brass Body, PN16, External Threaded Ends, 30kp DN 25 | 11351
[5 empty] | HERZ Armaturen Ges.m.b.h | 1400244 | HERZ DPCV, DZR Brass Body, PN16, External Threaded Ends, 30kp DN 32 | 13347
[5 empty] | HERZ Armaturen Ges.m.b.h | 1400245 | HERZ DPCV, DZR Brass Body, PN16, External Threaded Ends, 30kp DN 40 | 15948
[5 empty] | HERZ Armaturen Ges.m.b.h | 1400246 | HERZ DPCV, DZR Brass Body, PN16, External Threaded Ends, 30kp DN 50 | 17145
[5 empty] | HERZ Armaturen Ges.m.b.h | 1420241 | HERZ DPCV, DZR Brass Body, PN25, External Threaded Ends, 30kp DN 15 | 9632
[5 empty] | HERZ Armaturen Ges.m.b.h | 1420242 | HERZ DPCV, DZR Brass Body, PN25, External Threaded Ends, 30kp DN 20 | 10637
[5 empty] | HERZ Armaturen Ges.m.b.h | 1420243 | HERZ DPCV, DZR Brass Body, PN25, External Threaded Ends, 30kp DN 25 | 11351
[5 empty] | HERZ Armaturen Ges.m.b.h | 1420244 | HERZ DPCV, DZR Brass Body, PN25, External Threaded Ends, 30kp DN 32 | 13347
[5 empty] | HERZ Armaturen Ges.m.b.h | 1420245 | HERZ DPCV, DZR Brass Body, PN25, External Threaded Ends, 30kp DN 40 | 15948
[5 empty] | HERZ Armaturen Ges.m.b.h | 1420246 | HERZ DPCV, DZR Brass Body, PN25, External Threaded Ends, 30kp DN 50 | 17145
[5 empty] | HERZ Armaturen Ges.m.b.h | 1411500 | HERZ-DZR RS Globe Valves PN20 DN10 | 1997
[5 empty] | HERZ Armaturen Ges.m.b.h | 1411501 | HERZ-DZR RS Globe Valves PN20 DN15 | 2094
[5 empty] | HERZ Armaturen Ges.m.b.h | 1411502 | HERZ-DZR RS Globe Valves PN20 DN20 | 2409
[5 empty] | HERZ Armaturen Ges.m.b.h | 1411503 | HERZ-DZR RS Globe Valves PN20 DN25 | 2881
[5 empty] | HERZ Armaturen Ges.m.b.h | 1411504 | HERZ-DZR RS Globe Valves PN20 DN32 | 3677
[5 empty] | HERZ Armaturen Ges.m.b.h | 1411505 | HERZ-DZR RS Globe Valves PN20 DN40 | 4539
[5 empty] | HERZ Armaturen Ges.m.b.h | 1411506 | HERZ-DZR RS Globe Valves PN20 DN50 | 9032
[5 empty] | HERZ Armaturen Ges.m.b.h | 1411507 | HERZ-DZR RS Globe Valves PN20 DN65 | 15474
[5 empty] | HERZ Armaturen Ges.m.b.h | 1411508 | HERZ-DZR RS Globe Valves PN20 DN80 | 22361
[5 empty] | HERZ Armaturen Ges.m.b.h | 1412561 | HERZ-DZR NRS Globe Valves PN20 DN15 | 2079
[5 empty] | HERZ Armaturen Ges.m.b.h | 1412562 | HERZ-DZR NRS Globe Valves PN20 DN20 | 2499
[5 empty] | HERZ Armaturen Ges.m.b.h | 1412563 | HERZ-DZR NRS Globe Valves PN20 DN25 | 3621
[5 empty] | HERZ Armaturen Ges.m.b.h | 1412564 | HERZ-DZR NRS Globe Valves PN20 DN32 | 4284
[5 empty] | HERZ Armaturen Ges.m.b.h | 1412565 | HERZ-DZR NRS Globe Valves PN20 DN40 | 5427
[5 empty] | HERZ Armaturen Ges.m.b.h | 1412566 | HERZ-DZR NRS Globe Valves PN20 DN50 | 8715
[5 empty] | HERZ Armaturen Ges.m.b.h | 1412567 | HERZ-DZR NRS Globe Valves PN20 DN65 | 14992
[5 empty] | HERZ Armaturen Ges.m.b.h | 1412568 | HERZ-DZR NRS Globe Valves PN20 DN80 | 19729
[5 empty] | HERZ Armaturen Ges.m.b.h | 3262201 | HERZ-Bronze Swing Check Valve PN20 DN15 | 890
[5 empty] | HERZ Armaturen Ges.m.b.h | 3262202 | HERZ-Bronze Swing Check Valve PN20 DN20 | 1308
[5 empty] | HERZ Armaturen Ges.m.b.h | 3262203 | HERZ-Bronze Swing Check Valve PN20 DN25 | 1836
[5 empty] | HERZ Armaturen Ges.m.b.h | 3262204 | HERZ-Bronze Swing Check Valve PN20 DN32 | 3193
[5 empty] | HERZ Armaturen Ges.m.b.h | 3262205 | HERZ-Bronze Swing Check Valve PN20 DN40 | 3773
[5 empty] | HERZ Armaturen Ges.m.b.h | 3262206 | HERZ-Bronze Swing Check Valve PN20 DN50 | 6194
[5 empty] | HERZ Armaturen Ges.m.b.h | 1251201 | HERZ-DZR Drain Valve PN25 DN15 | 711
[5 empty] | HERZ Armaturen Ges.m.b.h | 1251202 | HERZ-DZR Drain Valve PN25 DN20 | 970
[5 empty] | HERZ Armaturen Ges.m.b.h | 1263000 | HERZ-DZR Air Vent PN12.5 DN10 + BFP | 969
[5 empty] | HERZ Armaturen Ges.m.b.h | 1263001 | HERZ-DZR Air Vent PN12.5 DN15 + BFP | 805
[5 empty] | HERZ Armaturen Ges.m.b.h | 1263002 | HERZ-DZR Air Vent PN12.5 DN10 | 628
[5 empty] | HERZ Armaturen Ges.m.b.h | 1263003 | HERZ-DZR Air Vent PN12.5 DN20 | 884
[5 empty] | HERZ Armaturen Ges.m.b.h | 1263010 | HERZ-DZR Air Vent PN12.5 DN10 | 664
[5 empty] | HERZ Armaturen Ges.m.b.h | 1263011 | HERZ-DZR Air Vent PN12.5 DN10 + BFP | 865
[5 empty] | HERZ Armaturen Ges.m.b.h | 1460050 | HerzCON FCU Kit DN 15 LF (Till 120 L/HR = 0.528 US.GPM) : •PICV •Isolation Valves + Bypass •Strainer + Drain Valve •Isolation Box | 13235
[5 empty] | HERZ Armaturen Ges.m.b.h | 1460059 | HerzCON FCU Kit DN 15 MF (Till 190 L/HR = 0.836 US.GPM) : •PICV •Isolation Valves + Bypass •Strainer + Drain Valve •Isolation Box | 11469
[5 empty] | HERZ Armaturen Ges.m.b.h | 1460051 | HerzCON FCU Kit DN 15 (Till 400 L/HR = 1.76 US.GPM) : •PICV •Isolation Valves + Bypass •Strainer + Drain Valve •Isolation Box | 13593
[5 empty] | HERZ Armaturen Ges.m.b.h | 1460076 | HerzCON FCU Kit DN 15 SF (Till 800 L/HR = 3.52 US.GPM) : •PICV •Isolation Valves + Bypass •Strainer + Drain Valve •Isolation Box | 10654
[5 empty] | HERZ Armaturen Ges.m.b.h | 1460056 | HerzCON FCU Kit DN 15 HF (Till 1200 L/HR = 5.28 US.GPM) : •PICV •Isolation Valves + Bypass •Strainer + Drain Valve •Isolation Box | 11469
[5 empty] | HERZ Armaturen Ges.m.b.h | 1460077 | HerzCON FCU Kit DN 20 SF (Till 1200 L/HR = 5.28 US.GPM) : •PICV •Isolation Valves + Bypass •Strainer + Drain Valve •Isolation Box | 11119
[5 empty] | HERZ Armaturen Ges.m.b.h | 1460057 | HerzCON FCU Kit DN 20 HF (Till 2000 L/HR = 8.8 US.GPM) : •PICV •Isolation Valves + Bypass •Strainer + Drain Valve •Isolation Box | 11119
[5 empty] | HERZ Armaturen Ges.m.b.h | 1460058 | HerzCON FCU Kit DN 25 (Till 1900 L/HR = 8.36 US.GPM) : •PICV •Isolation Valves + Bypass •Strainer + Drain Valve •Isolation Box | 21949
[5 empty] | HERZ Armaturen Ges.m.b.h | 1460054 | HerzCON FCU Kit DN 32 (Till 2500 L/HR = 11 US.GPM) : •PICV •Isolation Valves + Bypass •Strainer + Drain Valve | 30647
[5 empty] | HERZ Armaturen Ges.m.b.h | 1400602 | HERZ-Presetting Key For PICV DN15 - DN50 | 245
[5 empty] | HERZ Armaturen Ges.m.b.h | HB20020 | Flexible Connector (30CM) PN25 DN20 | 691
[5 empty] | HERZ Armaturen Ges.m.b.h | HB20032 | Flexible Connector (30CM) PN25 DN32 | 1297
[5 empty] | HERZ Armaturen Ges.m.b.h | HB20040 | Flexible Connector (30CM) PN25 DN40 | 2658
[5 empty] | HERZ Armaturen Ges.m.b.h | HB20020-40CM | Flexible Connector (40CM) PN25 DN20 | 808
[5 empty] | HERZ Armaturen Ges.m.b.h | HB20032-40CM | Flexible Connector (40CM) PN25 DN32 | 1519
[5 empty] | HERZ Armaturen Ges.m.b.h | HB20040-40CM | Flexible Connector (40CM) PN25 DN40 | 3111
[5 empty] | HERZ Armaturen Ges.m.b.h | HB20050-40CM | Flexible Connector (40CM) PN25 DN50 | 5013
[5 empty] | HERZ Armaturen Ges.m.b.h | HB20020-50CM | Flexible Connector (50CM) PN25 DN20 | 858
[5 empty] | HERZ Armaturen Ges.m.b.h | HB20032-50CM | Flexible Connector (50CM) PN25 DN32 | 1610
[5 empty] | HERZ Armaturen Ges.m.b.h | HB20040-50CM | Flexible Connector (50CM) PN25 DN40 | 3298
[5 empty] | HERZ Armaturen Ges.m.b.h | HB20050-50CM | Flexible Connector (50CM) PN25 DN50 | 5314
[5 empty] | HERZ Armaturen Ges.m.b.h | 1268211 | HERZ-Brass PRV Diaphragm Type PN16 DN15 | 4702
[5 empty] | HERZ Armaturen Ges.m.b.h | 1268212 | HERZ-Brass PRV Diaphragm Type PN16 DN20 | 5006
[5 empty] | HERZ Armaturen Ges.m.b.h | 1268213 | HERZ-Brass PRV Diaphragm Type PN16 DN25 | 5565
[5 empty] | HERZ Armaturen Ges.m.b.h | 1268214 | HERZ-Brass PRV Diaphragm Type PN16 DN32 | 11485
[5 empty] | HERZ Armaturen Ges.m.b.h | 1268215 | HERZ-Brass PRV Diaphragm Type PN16 DN40 | 12613
[5 empty] | HERZ Armaturen Ges.m.b.h | 1268216 | HERZ-Brass PRV Diaphragm Type PN16 DN50 | 13046
[5 empty] | HERZ Armaturen Ges.m.b.h | 1400011 | HERZ-Metering Station, with two test points, DZR Copper, PN 10 DN 15LF | 1035
[5 empty] | HERZ Armaturen Ges.m.b.h | 1400021 | HERZ-Metering Station, with two test points, DZR Copper, PN 10 DN 15MF | 1035
[5 empty] | HERZ Armaturen Ges.m.b.h | 1400001 | HERZ-Metering Station, with two test points, DZR Copper, PN 10 DN 15 | 1035
[5 empty] | HERZ Armaturen Ges.m.b.h | 1400002 | HERZ-Metering Station, with two test points, DZR Copper, PN 10 DN 20 | 1335
[5 empty] | HERZ Armaturen Ges.m.b.h | 1400003 | HERZ-Metering Station, with two test points, DZR Copper, PN 10 DN 25 | 1500
[5 empty] | HERZ Armaturen Ges.m.b.h | 1400004 | HERZ-Metering Station, with two test points, DZR Copper, PN 10 DN 32 | 1908
[5 empty] | HERZ Armaturen Ges.m.b.h | 1400005 | HERZ-Metering Station, with two test points, DZR Copper, PN 10 DN 40 | 2606
[5 empty] | HERZ Armaturen Ges.m.b.h | 1400006 | HERZ-Metering Station, with two test points, DZR Copper, PN 10 DN 50 | 3067
[5 empty] | HERZ Armaturen Ges.m.b.h | H7712 | HERZ ON/OFF Digital Thermostat With Touch Pad 85-260 V AC | 3262
[5 empty] | HERZ Armaturen Ges.m.b.h | H7711-31 | HERZ Modulating Thermostat AC 24V±10％ | 4893
[5 empty] | HERZ Armaturen Ges.m.b.h | 4411323 | HERZ-Cast Iron Gate Valve PN16 DN100 | 15804
[5 empty] | HERZ Armaturen Ges.m.b.h | 4411325 | HERZ-Cast Iron Gate Valve PN16 DN150 | 25267
[5 empty] | HERZ Armaturen Ges.m.b.h | 4411326 | HERZ-Cast Iron Gate Valve PN16 DN200 | 64093
[5 empty] | HERZ Armaturen Ges.m.b.h | 4411330 | HERZ-Cast Iron Gate Valve PN16 DN400 | 237146
[5 empty] | HERZ Armaturen Ges.m.b.h | 4411332 | HERZ-Cast Iron Gate Valve PN16 DN500 | 478959
[5 empty] | HERZ Armaturen Ges.m.b.h | 4411181 | HERZ-Cast Iron Y-Strainer PN16 DN65 | 11600
[5 empty] | HERZ Armaturen Ges.m.b.h | 4411182 | HERZ-Cast Iron Y-Strainer PN16 DN80 | 13636
[5 empty] | HERZ Armaturen Ges.m.b.h | 4411183 | HERZ-Cast Iron Y-Strainer PN16 DN100 | 19450
[5 empty] | HERZ Armaturen Ges.m.b.h | 4411184 | HERZ-Cast Iron Y-Strainer PN16 DN125 | 30821
[5 empty] | HERZ Armaturen Ges.m.b.h | 4411185 | HERZ-Cast Iron Y-Strainer PN16 DN150 | 39991
[5 empty] | HERZ Armaturen Ges.m.b.h | 4411186 | HERZ-Cast Iron Y-Strainer PN16 DN200 | 65698
[5 empty] | HERZ Armaturen Ges.m.b.h | 4411171 | HERZ-Ductile Iron Y-Strainer PN16 DN65 | 9994
[5 empty] | HERZ Armaturen Ges.m.b.h | 4411172 | HERZ-Ductile Iron Y-Strainer PN16 DN80 | 11766
[5 empty] | HERZ Armaturen Ges.m.b.h | 4411173 | HERZ-Ductile Iron Y-Strainer PN16 DN100 | 15302
[5 empty] | HERZ Armaturen Ges.m.b.h | 4411174 | HERZ-Ductile Iron Y-Strainer PN16 DN125 | 22165
[5 empty] | HERZ Armaturen Ges.m.b.h | 4411175 | HERZ-Ductile Iron Y-Strainer PN16 DN150 | 28903
[5 empty] | HERZ Armaturen Ges.m.b.h | 4411176 | HERZ-Ductile Iron Y-Strainer PN16 DN200 | 44316
[5 empty] | HERZ Armaturen Ges.m.b.h | 4411177 | HERZ-Ductile Iron Y-Strainer PN16 DN250 | 73125
[5 empty] | HERZ Armaturen Ges.m.b.h | 1421843 | HERZ-Cast Iron VODRV PN16 DN25 | 4886
[5 empty] | HERZ Armaturen Ges.m.b.h | 1421844 | HERZ-Cast Iron VODRV PN16 DN32 | 6539
[5 empty] | HERZ Armaturen Ges.m.b.h | 1421845 | HERZ-Cast Iron VODRV PN16 DN40 | 7528
[5 empty] | HERZ Armaturen Ges.m.b.h | 1421846 | HERZ-Cast Iron VODRV PN16 DN50 | 10263
[5 empty] | HERZ Armaturen Ges.m.b.h | 1421847 | HERZ-Cast Iron VODRV PN16 DN65 | 15596
[5 empty] | HERZ Armaturen Ges.m.b.h | 1421848 | HERZ-Cast Iron VODRV PN16 DN80 | 18886
[5 empty] | HERZ Armaturen Ges.m.b.h | 1421849 | HERZ-Cast Iron VODRV PN16 DN100 | 28656
[5 empty] | HERZ Armaturen Ges.m.b.h | 1421850 | HERZ-Cast Iron VODRV PN16 DN125 | 40575
[5 empty] | HERZ Armaturen Ges.m.b.h | 1421851 | HERZ-Cast Iron VODRV PN16 DN150 | 56975
[5 empty] | HERZ Armaturen Ges.m.b.h | 1421880 | HERZ-Cast Iron VODRV PN16 DN50 | 25655
[5 empty] | HERZ Armaturen Ges.m.b.h | 1421881 | HERZ-Cast Iron VODRV PN16 DN65 | 27599
[5 empty] | HERZ Armaturen Ges.m.b.h | 1421882 | HERZ-Cast Iron VODRV PN16 DN80 | 30026
[5 empty] | HERZ Armaturen Ges.m.b.h | 1421883 | HERZ-Cast Iron VODRV PN16 DN100 | 41775
[5 empty] | HERZ Armaturen Ges.m.b.h | 1421884 | HERZ-Cast Iron VODRV PN16 DN125 | 64468
[5 empty] | HERZ Armaturen Ges.m.b.h | 1421885 | HERZ-Cast Iron VODRV PN16 DN150 | 78010
[5 empty] | HERZ Armaturen Ges.m.b.h | 1421886 | HERZ-Cast Iron VODRV PN16 DN200 | 127041
[5 empty] | HERZ Armaturen Ges.m.b.h | 1421887 | HERZ-Cast Iron VODRV PN16 DN250 | 173972
[5 empty] | HERZ Armaturen Ges.m.b.h | 1421890 | HERZ-Cast Iron VODRV PN16 DN400 | 476876
[5 empty] | HERZ Armaturen Ges.m.b.h | 5421821 | HERZ-Ductile Iron VODRV PN25 DN65 | 18941
[5 empty] | HERZ Armaturen Ges.m.b.h | 5421822 | HERZ-Ductile Iron VODRV PN25 DN80 | 22839
[5 empty] | HERZ Armaturen Ges.m.b.h | 5421823 | HERZ-Ductile Iron VODRV PN25 DN100 | 35530
[5 empty] | HERZ Armaturen Ges.m.b.h | 5421824 | HERZ-Ductile Iron VODRV PN25 DN125 | 49210
[5 empty] | HERZ Armaturen Ges.m.b.h | 5421825 | HERZ-Ductile Iron VODRV PN25 DN150 | 66238
[5 empty] | HERZ Armaturen Ges.m.b.h | 5421826 | HERZ-Ductile Iron VODRV PN25 DN200 | 141210
[5 empty] | HERZ Armaturen Ges.m.b.h | F403507 | Herz Cast Iron Two Way Valve KVS 65 PN16 DN65 | 55204
[5 empty] | HERZ Armaturen Ges.m.b.h | F403508 | Herz Cast Iron Two Way Valve KVS 100 PN16 DN80 | 60807
[5 empty] | HERZ Armaturen Ges.m.b.h | F403509 | Herz Cast Iron Two Way Valve KVS 160 PN16 DN100 | 83255
[5 empty] | HERZ Armaturen Ges.m.b.h | F403510 | HERZ-Cast Iron 2-Way Valve PN16 DN125 | 120858
[5 empty] | HERZ Armaturen Ges.m.b.h | F403541 | HERZ-Cast Iron 2-Way Valve PN16 DN150 | 131895
[5 empty] | HERZ Armaturen Ges.m.b.h | F403707 | HERZ-Cast Iron 3-Way Valve PN16 DN65 | 64754
[5 empty] | HERZ Armaturen Ges.m.b.h | F403708 | HERZ-Cast Iron 3-Way Valve PN16 DN80 | 69826
[5 empty] | HERZ Armaturen Ges.m.b.h | F403709 | HERZ-Cast Iron 3-Way Valve PN16 DN100 | 92505
[5 empty] | HERZ Armaturen Ges.m.b.h | F403710 | HERZ-Cast Iron 3-Way Valve PN16 DN125 | 134990
[5 empty] | HERZ Armaturen Ges.m.b.h | F403741 | HERZ-Cast Iron 3-Way Valve PN16 DN150 | 140251
[5 empty] | HERZ Armaturen Ges.m.b.h | F400662 | HERZ-Cast Iron PICV PN16 DN50 | 56101
[5 empty] | HERZ Armaturen Ges.m.b.h | F400663 | HERZ-Cast Iron PICV PN16 DN65 | 58188
[5 empty] | HERZ Armaturen Ges.m.b.h | F400664 | HERZ-Cast Iron PICV PN16 DN80 | 66244
[5 empty] | HERZ Armaturen Ges.m.b.h | F400665 | HERZ-Cast Iron PICV PN16 DN100 | 71617
[5 empty] | HERZ Armaturen Ges.m.b.h | F400666 | HERZ-Cast Iron PICV PN16 DN125 | 169494
[5 empty] | HERZ Armaturen Ges.m.b.h | F400656 | HERZ-Cast Iron PICV PN16 DN125 HF | 171880
[5 empty] | HERZ Armaturen Ges.m.b.h | F400667 | HERZ-Cast Iron PICV PN16 DN150 | 181132
[5 empty] | HERZ Armaturen Ges.m.b.h | F400657 | HERZ-Cast Iron PICV PN16 DN150 HF | 183517
[5 empty] | HERZ Armaturen Ges.m.b.h | F400668 | HERZ-Cast Iron PICV PN16 DN200 | 781826
[5 empty] | HERZ Armaturen Ges.m.b.h | F400658 | HERZ-Cast Iron PICV PN16 DN200 HF | 796745
[5 empty] | HERZ Armaturen Ges.m.b.h | F400648 | HERZ-Cast Iron PICV PN16 DN200 UHF | 817632
[5 empty] | HERZ Armaturen Ges.m.b.h | F400669 | HERZ-Cast Iron PICV PN16 DN250 SF | 640399
[5 empty] | HERZ Armaturen Ges.m.b.h | F400659 | HERZ-Cast Iron PICV PN16 DN250 HF | 826588
[5 empty] | HERZ Armaturen Ges.m.b.h | F400726 | HERZ DPCV, CI Body, PN 16, Flanged Ends DN 50, 50-150 Kpa, Kvs 39. | 61171
[5 empty] | HERZ Armaturen Ges.m.b.h | F400727 | HERZ DPCV, CI Body, PN 16, Flanged Ends DN 65, 50-150 Kpa, Kvs 50. | 63856
[5 empty] | HERZ Armaturen Ges.m.b.h | F400728 | HERZ-Differential Pressure Controllers, PN16 DN 80, 50-150 Kpa, Kvs 84. | 69826
[5 empty] | HERZ Armaturen Ges.m.b.h | F400729 | HERZ DPCV, CI Body, PN16, Flanged Ends DN 100, 50-150 Kpa, Kvs 96. | 73111
[5 empty] | HERZ Armaturen Ges.m.b.h | F400730 | HERZ-Differential Pressure Controllers, PN16 DN125, 50-150 Kpa, Kvs 190. | 148008
[5 empty] | HERZ Armaturen Ges.m.b.h | F400731 | HERZ-Differential Pressure Controllers, Flanged Version PN16 DN 150, 50-150 Kpa, Kvs 270. | 161138
[5 empty] | HERZ Armaturen Ges.m.b.h | F400732 | HERZ-Differential Pressure Controllers, Flanged Version PN16 DN 200, 50-150 Kpa. | 500661
[5 empty] | HERZ Armaturen Ges.m.b.h | 1421853 | HERZ-Cast Iron Globe Valve PN16 DN25 | 6944
[5 empty] | HERZ Armaturen Ges.m.b.h | 1421854 | HERZ-Cast Iron Globe Valve PN16 DN32 | 9169
[5 empty] | HERZ Armaturen Ges.m.b.h | 1421855 | HERZ-Cast Iron Globe Valve PN16 DN40 | 10946
[5 empty] | HERZ Armaturen Ges.m.b.h | 1421856 | HERZ-Cast Iron Globe Valve PN16 DN50 | 15648
[5 empty] | HERZ Armaturen Ges.m.b.h | 1421857 | HERZ-Cast Iron Globe Valve PN16 DN65 | 22102
[5 empty] | HERZ Armaturen Ges.m.b.h | 1421858 | HERZ-Cast Iron Globe Valve PN16 DN80 | 26721
[5 empty] | HERZ Armaturen Ges.m.b.h | 4262221 | HERZ-Cast Iron Swing Check Valve PN16 DN65 | 13721
[5 empty] | HERZ Armaturen Ges.m.b.h | 4262222 | HERZ-Cast Iron Swing Check Valve PN16 DN80 | 15625
[5 empty] | HERZ Armaturen Ges.m.b.h | 4262223 | HERZ-Cast Iron Swing Check Valve PN16 DN100 | 18208
[5 empty] | HERZ Armaturen Ges.m.b.h | 4262224 | HERZ-Cast Iron Swing Check Valve PN16 DN125 | 21023
[5 empty] | HERZ Armaturen Ges.m.b.h | 4262225 | HERZ-Cast Iron Swing Check Valve PN16 DN150 | 31744
[5 empty] | HERZ Armaturen Ges.m.b.h | 4262226 | HERZ-Cast Iron Swing Check Valve PN16 DN200 | 59744
[5 empty] | HERZ Armaturen Ges.m.b.h | 4262227 | HERZ-Cast Iron Swing Check Valve PN16 DN250 | 74617
[5 empty] | HERZ Armaturen Ges.m.b.h | 4262231 | HERZ-Cast Iron Double Door Wafer Check Valve PN16 DN65 | 2073
[5 empty] | HERZ Armaturen Ges.m.b.h | 4262232 | HERZ-Cast Iron Double Door Wafer Check Valve PN16 DN80 | 2842
[5 empty] | HERZ Armaturen Ges.m.b.h | 4262233 | HERZ-Cast Iron Double Door Wafer Check Valve PN16 DN100 | 4092
[5 empty] | HERZ Armaturen Ges.m.b.h | 4262234 | HERZ-Cast Iron Double Door Wafer Check Valve PN16 DN125 | 5136
[5 empty] | HERZ Armaturen Ges.m.b.h | 4262235 | HERZ-Cast Iron Double Door Wafer Check Valve PN16 DN150 | 7474
[5 empty] | HERZ Armaturen Ges.m.b.h | 4262236 | HERZ-Cast Iron Double Door Wafer Check Valve PN16 DN200 | 12663
[5 empty] | HERZ Armaturen Ges.m.b.h | 1421902 | HERZ-Cast Iron Wafer Lever OP. BFV PN10/PN16 DN65 | 2842
[5 empty] | HERZ Armaturen Ges.m.b.h | 1421903 | HERZ-Cast Iron Wafer Lever OP. BFV PN10/PN16 DN80 | 3345
[5 empty] | HERZ Armaturen Ges.m.b.h | 1421904 | HERZ-Cast Iron Wafer Lever OP. BFV PN10/PN16 DN100 | 4738
[5 empty] | HERZ Armaturen Ges.m.b.h | 1421905 | HERZ-Cast Iron Wafer Lever OP. BFV PN10/PN16 DN125 | 6527
[5 empty] | HERZ Armaturen Ges.m.b.h | 1421906 | HERZ-Cast Iron Wafer Lever OP. BFV PN10/PN16 DN150 | 8463
[5 empty] | HERZ Armaturen Ges.m.b.h | 1421962 | HERZ-Cast Iron Wafer Gear OP. BFV PN10/PN16 DN65 | 4316
[5 empty] | HERZ Armaturen Ges.m.b.h | 1421963 | HERZ-Cast Iron Wafer Gear OP. BFV PN10/PN16 DN80 | 4818
[5 empty] | HERZ Armaturen Ges.m.b.h | 1421964 | HERZ-Cast Iron Wafer Gear OP. BFV PN10/PN16 DN100 | 6211
[5 empty] | HERZ Armaturen Ges.m.b.h | 1421965 | HERZ-Cast Iron Wafer Gear OP. BFV PN10/PN16 DN125 | 8000
[5 empty] | HERZ Armaturen Ges.m.b.h | 1421966 | HERZ-Cast Iron Wafer Gear OP. BFV PN10/PN16 DN150 | 9935
[5 empty] | HERZ Armaturen Ges.m.b.h | 1421967 | HERZ-Cast Iron Wafer Gear OP. BFV PN16 DN200 | 17160
[5 empty] | HERZ Armaturen Ges.m.b.h | 1421968 | HERZ-Cast Iron Wafer Gear OP. BFV PN16 DN250 | 27065
[5 empty] | HERZ Armaturen Ges.m.b.h | 1421969 | HERZ-Cast Iron Wafer Gear OP. BFV PN16 DN300 | 37032
[5 empty] | HERZ Armaturen Ges.m.b.h | 1421926 | HERZ-Cast Iron Wafer BFV W/O Handle PN16 DN150 | 14031
[5 empty] | HERZ Armaturen Ges.m.b.h | 1421927 | HERZ-Cast Iron Wafer BFV W/O Handle PN16 DN200 | 22315
[5 empty] | HERZ Armaturen Ges.m.b.h | 1421929 | HERZ-Cast Iron Wafer BFV W/O Handle PN16 DN300 | 47094
[5 empty] | HERZ Armaturen Ges.m.b.h | 1421912 | HERZ-Cast Iron Lug Type Lever OP. BFV PN10/PN16 DN65 | 5254
[5 empty] | HERZ Armaturen Ges.m.b.h | 1421913 | HERZ-Cast Iron Lug Type Lever OP. BFV PN10/PN16 DN80 | 5586
[5 empty] | HERZ Armaturen Ges.m.b.h | 1421914 | HERZ-Cast Iron Lug Type Lever OP. BFV PN10/PN16 DN100 | 7784
[5 empty] | HERZ Armaturen Ges.m.b.h | 1421915 | HERZ-Cast Iron Lug Type Lever OP. BFV PN10/PN16 DN125 | 10096
[5 empty] | HERZ Armaturen Ges.m.b.h | 1421916 | HERZ-Cast Iron Lug Type Lever OP. BFV PN10/PN16 DN150 | 12348
[5 empty] | HERZ Armaturen Ges.m.b.h | 1421972 | HERZ-Ductile Iron Lug Type Gear OP. BFV PN10/PN16 DN65 | 6770
[5 empty] | HERZ Armaturen Ges.m.b.h | 1421973 | HERZ-Ductile Iron Lug Type Gear OP. BFV PN10/PN16 DN80 | 7101
[5 empty] | HERZ Armaturen Ges.m.b.h | 1421974 | HERZ-Ductile Iron Lug Type Gear OP. BFV PN10/PN16 DN100 | 9299
[5 empty] | HERZ Armaturen Ges.m.b.h | 1421975 | HERZ-Ductile Iron Lug Type Gear OP. BFV PN10/PN16 DN125 | 11612
[5 empty] | HERZ Armaturen Ges.m.b.h | 1421976 | HERZ-Ductile Iron Lug Type Gear OP. BFV PN10/PN16 DN150 | 13864
[5 empty] | HERZ Armaturen Ges.m.b.h | 1421977 | HERZ-Ductile Iron Lug Type Gear OP. BFV PN16 DN200 | 20870
[5 empty] | HERZ Armaturen Ges.m.b.h | 4421931 | HERZ-Cast Iron Lug Type Gear OP. BFV PN16 DN400 | 84602
[5 empty] | HERZ Armaturen Ges.m.b.h | FS22001 | HERZ-Rubber Bellow Flexible Joint PN16 DN65 | 2427
[5 empty] | HERZ Armaturen Ges.m.b.h | FS22002 | HERZ-Rubber Bellow Flexible Joint PN16 DN80 | 2915
[5 empty] | HERZ Armaturen Ges.m.b.h | FS22003 | HERZ-Rubber Bellow Flexible Joint PN16 DN100 | 3586
[5 empty] | HERZ Armaturen Ges.m.b.h | FS22004 | HERZ-Rubber Bellow Flexible Joint PN16 DN125 | 4368
[5 empty] | HERZ Armaturen Ges.m.b.h | FS22005 | HERZ-Rubber Bellow Flexible Joint PN16 DN150 | 6347
[5 empty] | HERZ Armaturen Ges.m.b.h | FS22006 | HERZ-Rubber Bellow Flexible Joint PN16 DN200 | 10476
[5 empty] | HERZ Armaturen Ges.m.b.h | FS22007 | HERZ-Rubber Bellow Flexible Joint PN16 DN250 | 14206
[5 empty] | HERZ Armaturen Ges.m.b.h | FS22008 | HERZ-Rubber Bellow Flexible Joint PN16 DN300 | 19005
[5 empty] | HERZ Armaturen Ges.m.b.h | HVPRVF-00 | HERZ-Ductile Iron Pilot OP. PRV PN16 DN50 | 45797
[5 empty] | HERZ Armaturen Ges.m.b.h | HVPRVF-01 | HERZ-Ductile Iron Pilot OP. PRV PN16 DN65 | 51635
[5 empty] | HERZ Armaturen Ges.m.b.h | HVPRVF-02 | HERZ-Ductile Iron Pilot OP. PRV PN16 DN80 | 56987
[5 empty] | HERZ Armaturen Ges.m.b.h | HVPRVF-03 | HERZ-Ductile Iron Pilot OP. PRV PN16 DN100 | 68990
[5 empty] | HERZ Armaturen Ges.m.b.h | HVPRVF-04 | HERZ-Ductile Iron Pilot OP. PRV PN16 DN125 | 86480
[5 empty] | HERZ Armaturen Ges.m.b.h | HVPRVF-05 | HERZ-Ductile Iron Pilot OP. PRV PN16 DN150 | 114007
[5 empty] | HERZ Armaturen Ges.m.b.h | HVPRVF-06 | HERZ-Ductile Iron Pilot OP. PRV PN16 DN200 | 172685
[5 empty] | HERZ Armaturen Ges.m.b.h | 1400031 | HERZ-Flow Measuring Orifice Plate, PN 16 DN 65 | 4957
[5 empty] | HERZ Armaturen Ges.m.b.h | 1400032 | HERZ-Flow Measuring Orifice Plate, PN 16 DN 80 | 7039
[5 empty] | HERZ Armaturen Ges.m.b.h | 1400033 | HERZ-Flow Measuring Orifice Plate, PN 16 DN 100 | 9466
[5 empty] | HERZ Armaturen Ges.m.b.h | 1400034 | HERZ-Flow Measuring Orifice Plate, PN 16 DN 125 | 11895
[5 empty] | HERZ Armaturen Ges.m.b.h | 1400035 | HERZ-Flow Measuring Orifice Plate, PN 16 DN 150 | 14251
[5 empty] | HERZ Armaturen Ges.m.b.h | 1400036 | HERZ-Flow Measuring Orifice Plate, PN 16 DN 200 | 28312
[5 empty] | HERZ Armaturen Ges.m.b.h | H7713-DA2 | HERZ ON/OFF Digital Thermostat. 85-260 V AC -Control 3 Wire Actuator -Control 3 Speed Fan -Upon Reaching Set Piont -Closes Motorised Valve -Fan Still Running | 2241
[5 empty] | HERZ Armaturen Ges.m.b.h | H7713-DB1 | HERZ ON/OFF Digital Thermostat. 85-260 V AC -Control 2 Wire Actuator -Control 3 Speed Fan -Upon Reaching Set Piont -Closes Motorised Valve -Closes Fan | 2241
[5 empty] | HERZ Armaturen Ges.m.b.h | H7713-DB2 | HERZ ON/OFF Digital Thermostat. 85-260 V AC -Control 3 Wire Actuator -Control 3 Speed Fan -Upon Reaching Set Piont -Closes Motorised Valve -Closes Fan | 2241
[5 empty] | HERZ Armaturen Ges.m.b.h | H7713-DA1 | HERZ ON/OFF Digital Thermostat. 85-260 V AC -Control 2 Wire Actuator -Control 3 Speed Fan -Upon Reaching Set Piont -Closes Motorised Valve -Fan Still Running | 2241
[5 empty] | HERZ Armaturen Ges.m.b.h | 1770841 | HERZ - Motoric [ON-OFF/3-Point] Valve Drive: - Power Supply: 230V AC, 50Hz - Force: 200 N - Stroke: 8.5 mm | 4144
[5 empty] | HERZ Armaturen Ges.m.b.h | 1770842 | HERZ - Motoric [Modulating(0…10V DC)] Valve Drive: - Power Supply: 24V AC/DC, 50Hz - Force: 200 N - Stroke: 8.5 mm, With Stroke Recognition | 4416
[5 empty] | HERZ Armaturen Ges.m.b.h | 5771248 | HERZ - Motoric [Modulating(0…10V DC)] Valve Drive: - Power Supply: 24V AC/DC, 50Hz - Force: 150 N - Stroke: 8.5 mm, With Stroke Recognition - With Feedback Signal & Fail Safe | 6534
[5 empty] | HERZ Armaturen Ges.m.b.h | 1770852 | HERZ - Thermo-Electric [ON-OFF] Valve Drive: - Power Supply: 24V AC, 50Hz - Force: 100 N - Stroke: 5 mm | 2618
[5 empty] | HERZ Armaturen Ges.m.b.h | 1770853 | HERZ - Thermo-Electric [ON-OFF] Valve Drive: - Power Supply: 230V AC, 50Hz - Force: 100 N - Stroke: 5 mm | 1084
[5 empty] | HERZ Armaturen Ges.m.b.h | 1799031 | HERZ - Termo-Electric [Modulating(0…10V DC)] Valve Drive: - Power Supply: 24V AC, 50Hz - Force: 100 N - Stroke: 5 mm | 3949
[5 empty] | HERZ Armaturen Ges.m.b.h | 1799032 | HERZ - Thermo-Electric [Modulating(0…10V DC)] Valve Drive: - Power Supply: 24V AC, 50Hz - Force: 125 N - Stroke: 6.5 mm, With Stroke Recognition | 8709
[5 empty] | HERZ Armaturen Ges.m.b.h | 1771211 | HERZ - Motoric [Modulating(0…10V DC)/ON-OFF/3-Point] Valve Drive: - Power Supply: 24V AC, 50Hz - Force: 500 N - Stroke: 8 mm, With Stroke Recognition | 19733
[5 empty] | HERZ Armaturen Ges.m.b.h | 1771250 | HERZ - Motoric [ON-OFF/3-Point] Valve Drive: - Power Supply: 230V AC, 50Hz - Force: 500 N - Stroke: 8 mm, With Stroke Recognition | 21398
[5 empty] | HERZ Armaturen Ges.m.b.h | 1771251 | HERZ - Motoric [ON-OFF/3-Point] Valve Drive: - Power Supply: 24V AC/DC, 50Hz - Force: 500 N - Stroke: 8 mm, With Stroke Recognition | 21398
[5 empty] | HERZ Armaturen Ges.m.b.h | 1771233 | HERZ - Quarter Turn [ON-OFF/3-Point] Valve Drive: - Power Supply: 230V AC, 50Hz - Torque: 8 Nm | 7295
[5 empty] | HERZ Armaturen Ges.m.b.h | 1771235 | HERZ - Quarter Turn [Modulating(0…10V DC)/ON-OFF/3-Point] Valve Drive: - Power Supply: 24V AC/DC, 50Hz - Torque: 8 Nm | 10603
[5 empty] | HERZ Armaturen Ges.m.b.h | 1771260 | HERZ - Quarter Turn [ON-OFF] Valve Drive: - Power Supply: 230V AC, 50Hz - Torque: 10 Nm | 10926
[5 empty] | HERZ Armaturen Ges.m.b.h | 1771261 | HERZ - Quarter Turn [ON-OFF/3-Point] Valve Drive: - Power Supply: 230V AC, 50Hz - Torque: 10 Nm -With SPDT Auxiliary Switch | 12312
[5 empty] | HERZ Armaturen Ges.m.b.h | 1771262 | HERZ - Quarter Turn [Modulating(0…10V DC)] Valve Drive: - Power Supply: 24V AC/DC, 50Hz - Torque: 10 Nm | 13278
[5 empty] | HERZ Armaturen Ges.m.b.h | 1771263 | HERZ - Quarter Turn [ON-OFF/3-Point] Valve Drive: - Power Supply: 230V AC, 50Hz - Torque: 5 Nm | 8332
[5 empty] | HERZ Armaturen Ges.m.b.h | 1771225 | HERZ - Quarter Turn [ON-OFF/3-Point] Valve Drive: - Power Supply: 230V AC, 50Hz - Torque: 10 Nm | 9822
[5 empty] | HERZ Armaturen Ges.m.b.h | 1771227 | HERZ - Quarter Turn [Modulating/ON-OFF/3-Point] Valve Drive: - Power Supply: 24V AC/DC, 50Hz - Torque: 10 Nm - With SUT | 11847
[5 empty] | HERZ Armaturen Ges.m.b.h | ITQ 100 | HERZ - Quarter Turn [ON-OFF] Valve Drive: - Power Supply: . 110/220VAC/1Ph/50/60Hz . 380/440/VAC/3Ph/50/60/Hz ±10% . 24VDC - Torque: 100 Nm | 76287
[5 empty] | HERZ Armaturen Ges.m.b.h | ITQ 160 | HERZ - Quarter Turn [ON-OFF] Valve Drive: - Power Supply: . 110/220VAC/1Ph/50/60Hz . 380/440/VAC/3Ph/50/60/Hz ±10% . 24VDC - Torque: 160 Nm | 83513
[5 empty] | HERZ Armaturen Ges.m.b.h | ITQ 240 | HERZ - Quarter Turn [ON-OFF] Valve Drive: - Power Supply: . 110/220VAC/1Ph/50/60Hz . 380/440/VAC/3Ph/50/60/Hz ±10% . 24VDC - Torque: 240 Nm | 95559
[5 empty] | HERZ Armaturen Ges.m.b.h | ITQ 350 | HERZ - Quarter Turn [ON-OFF] Valve Drive: - Power Supply: . 110/220VAC/1Ph/50/60Hz . 380/440/VAC/3Ph/50/60/Hz ±10% . 24VDC - Torque: 350 Nm | 104393
[5 empty] | HERZ Armaturen Ges.m.b.h | ITQ 500 | HERZ - Quarter Turn [ON-OFF] Valve Drive: - Power Supply: . 110/220VAC/1Ph/50/60Hz . 380/440/VAC/3Ph/50/60/Hz ±10% . 24VDC - Torque: 500 Nm | 107648
[5 empty] | HERZ Armaturen Ges.m.b.h | ITQ 800 | HERZ - Quarter Turn [ON-OFF] Valve Drive: - Power Supply: . 110/220VAC/1Ph/50/60Hz . 380/440/VAC/3Ph/50/60/Hz ±10% . 24VDC - Torque: 800 Nm | 144544
[5 empty] | HERZ Armaturen Ges.m.b.h | ITQ 1100 | HERZ - Quarter Turn [ON-OFF] Valve Drive: - Power Supply: . 110/220VAC/1Ph/50/60Hz . 380/440/VAC/3Ph/50/60/Hz ±10% . 24VDC - Torque: 1100 Nm | 162210
[5 empty] | HERZ Armaturen Ges.m.b.h | F771290 | HERZ - Motoric [Modulating(0…10V DC)] Valve Drive: - Power Supply: 24V AC/DC, 50/60Hz - Force: 500 N - Stroke: 15 mm, With Stroke Recognition - With Feedback Signal | 24050
[5 empty] | HERZ Armaturen Ges.m.b.h | F771291 | HERZ - Motoric [Modulating(0…10V DC)] Valve Drive: - Power Supply: 24V AC/DC, 50/60Hz - Force: 1000 N - Stroke: 20 mm, With Stroke Recognition - With Feedback Signal | 31865
[5 empty] | HERZ Armaturen Ges.m.b.h | F771292 | HERZ - Motoric [Modulating(0…10V DC)] Valve Drive: - Power Supply: 24V AC/DC, 50/60Hz - Force: 2500 N - Stroke: 40 mm, With Stroke Recognition - With Feedback Signal | 63325
[5 empty] | HERZ Armaturen Ges.m.b.h | F771295 | HERZ - Motoric [ON-OFF/3-Point] Valve Drive: - Power Supply: 24V AC/DC, 50/60Hz - Force: 500 N - Stroke: 15 mm, With Stroke Recognition | 29821
[5 empty] | HERZ Armaturen Ges.m.b.h | F771296 | HERZ - Motoric [ON-OFF/3-Point] Valve Drive: - Power Supply: 24V AC/DC, 50/60Hz - Force: 1000 N - Stroke: 20 mm, With Stroke Recognition | 30584
[5 empty] | HERZ Armaturen Ges.m.b.h | F771298 | HERZ - Motoric [ON-OFF/3-Point] Valve Drive: - Power Supply: 24V AC/DC, 50/60Hz - Force: 2500 N - Stroke: 40 mm, With Stroke Recognition | 60833
[5 empty] | HERZ Armaturen Ges.m.b.h | F771281 | HERZ - Motoric [ON-OFF/3-Point] Valve Drive: - Power Supply: 100...240V AC, 50/60Hz - Force: 500 N - Stroke: 15 mm, With Stroke Recognition | 23242
[5 empty] | HERZ Armaturen Ges.m.b.h | F771282 | HERZ - Motoric [ON-OFF/3-Point] Valve Drive: - Power Supply: 100...240V AC, 50/60Hz - Force: 1000 N - Stroke: 20 mm, With Stroke Recognition | 30584
[5 empty] | HERZ Armaturen Ges.m.b.h | F771284 | HERZ - Motoric [ON-OFF/3-Point] Valve Drive: - Power Supply: 100...240V AC, 50/60Hz - Force: 2500 N - Stroke: 40 mm, With Stroke Recognition | 60833
[5 empty] | HERZ Armaturen Ges.m.b.h | 1771221 | HERZ - Motoric [Modulating(0…10V DC/4…20mA)/ON-OFF/3-Point] Valve Drive: - Power Supply: 24V AC/DC, 50Hz - Force: 150 N - Stroke: 8.5 mm, With Stroke Recognition - With Feedback Signal For Flow Control Valves | 58304
[5 empty] | HERZ Armaturen Ges.m.b.h | 1771232 | HERZ - Motoric [Modulating(0…10V DC/4…20mA)/ON-OFF/3-Point] Valve Drive: - Power Supply: 24V AC/DC, 50Hz - Force: 2500 N - Stroke: 49 mm, With Stroke Recognition - With Feedback Signal - For 2-Way & 3-Way Valves | 58304
[5 empty] | HERZ Armaturen Ges.m.b.h | 1420606 | HERZ-DZR FT SMART [3 Test Points] PIBCV PN25 DN15 SF | 5584
[5 empty] | HERZ Armaturen Ges.m.b.h | 1420607 | HERZ-DZR FT SMART [3 Test Points] PIBCV PN25 DN20 SF | 5984
[5 empty] | HERZ Armaturen Ges.m.b.h | 1420677 | HERZ-DZR FT SMART [3 Test Points] PIBCV PN25 DN20 HF | 5984
[5 empty] | HERZ Armaturen Ges.m.b.h | 1440623 | HERZ-DZR MT PIBCV PN16 DN25 | 14153
[5 empty] | HERZ Armaturen Ges.m.b.h | 1440624 | HERZ-DZR MT PIBCV PN16 DN32 | 15839
[5 empty] | HERZ Armaturen Ges.m.b.h | 1440625 | HERZ-DZR MT PIBCV PN16 DN40 | 16815
[5 empty] | HERZ Armaturen Ges.m.b.h | 1440626 | HERZ-DZR MT PIBCV PN16 DN50 | 20790
[5 empty] | HERZ Armaturen Ges.m.b.h | 4411371 | HERZ- WRAS Ductile Iron Gate Valve Flanged Ends PN16 DN 65 | 10490
[5 empty] | HERZ Armaturen Ges.m.b.h | 4411372 | HERZ- WRAS Ductile Iron Gate Valve Flanged Ends PN16 DN 80 | 11727
[5 empty] | HERZ Armaturen Ges.m.b.h | 4411373 | HERZ- WRAS Ductile Iron Gate Valve Flanged Ends PN16 DN 100 | 11980
[5 empty] | HERZ Armaturen Ges.m.b.h | 4411374 | HERZ- WRAS Ductile Iron Gate Valve Flanged Ends PN16 DN 125 | 25368
[5 empty] | HERZ Armaturen Ges.m.b.h | 4411375 | HERZ- WRAS Ductile Iron Gate Valve Flanged Ends PN16 DN 150 | 26703
[5 empty] | HERZ Armaturen Ges.m.b.h | 4411376 | HERZ- WRAS Ductile Iron Gate Valve Flanged Ends PN16 DN 200 | 36191
[5 empty] | HERZ Armaturen Ges.m.b.h | 4411377 | HERZ- WRAS Ductile Iron Gate Valve Flanged Ends PN16 DN 250 | 59383
[5 empty] | HERZ Armaturen Ges.m.b.h | 4411378 | HERZ- WRAS Ductile Iron Gate Valve Flanged Ends PN16 DN 300 | 76713
[5 empty] | HERZ Armaturen Ges.m.b.h | 4411380 | HERZ- WRAS Ductile Iron Gate Valve Flanged Ends PN16 DN 400 | 173123
[5 empty] | HERZ Armaturen Ges.m.b.h | 1460015 | HerzConnect-4 FCU Kit DN 40 : •PICV •Isolation Valves + Bypass •Strainer + Drain Valve | 56905
[5 empty] | HERZ Armaturen Ges.m.b.h | RPC | RPC Kit For Modulating Operation | 61897
[5 empty] | HERZ Armaturen Ges.m.b.h | HBB30015 | Flexible Connector with Braiding, L-30CM, FxF, DN 15 | 382
[5 empty] | HERZ Armaturen Ges.m.b.h | HBB30020 | Flexible Connector with Braiding, L-30CM, FxF, DN 20 | 504
[5 empty] | HERZ Armaturen Ges.m.b.h | HBB30025 | Flexible Connector with Braiding, L-30CM, FxF, DN 25 | 766
[5 empty] | HERZ Armaturen Ges.m.b.h | HBB30032 | Flexible Connector with Braiding, L-30CM, FxF, DN 32 | 1084
[5 empty] | HERZ Armaturen Ges.m.b.h | HBB30040 | Flexible Connector with Braiding, L-30CM, FxF, DN 40 | 1462
[5 empty] | HERZ Armaturen Ges.m.b.h | HBB30050 | Flexible Connector with Braiding, L-30CM, FxF, DN 50 | 1967
[5 empty] | HERZ Armaturen Ges.m.b.h | HBB50020 | Flexible Connector with Braiding, Brass Ends, L-50CM, FxF, DN20 | 601
[5 empty] | HERZ Armaturen Ges.m.b.h | HBB50025 | Flexible Connector with Braiding, Brass Ends, L-50CM, FxF, DN25 | 912
[5 empty] | HERZ Armaturen Ges.m.b.h | HBB50032 | Flexible Connector with Braiding, Brass Ends, L-50CM, FxF, DN32 | 1206
[5 empty] | HERZ Armaturen Ges.m.b.h | HBB50040 | Flexible Connector with Braiding, Brass Ends, L-50CM, FxF, DN40 | 1956
[5 empty] | HERZ Armaturen Ges.m.b.h | HBB50050 | Flexible Connector with Braiding, Brass Ends, L-50CM, FxF, DN50 | 2568
[5 empty] | HERZ Armaturen Ges.m.b.h | HBB40020 | Flexible Connector with Braiding, L-40CM, FxF, DN 20 | 573
[5 empty] | HERZ Armaturen Ges.m.b.h | HBB40025 | Flexible Connector with Braiding, L-40CM, FxF, DN 25 | 858
[5 empty] | HERZ Armaturen Ges.m.b.h | HBB40032 | Flexible Connector with Braiding, L-40CM, FxF, DN 32 | 1204
[5 empty] | HERZ Armaturen Ges.m.b.h | HBB40040 | Flexible Connector with Braiding, L-40CM, FxF, DN 40 | 1632
[5 empty] | HERZ Armaturen Ges.m.b.h | HBB40050 | Flexible Connector with Braiding, L-40CM, FxF, DN 50 | 2439
[5 empty] | HERZ Armaturen Ges.m.b.h | HBB60020 | Flexible Connector with Braiding, Brass Ends L-60CM, FxF, DN 20 | 639
[5 empty] | HERZ Armaturen Ges.m.b.h | HBB60025 | Flexible Connector with Braiding, Brass Ends, L-60CM, FxF, DN 25 | 993
[5 empty] | HERZ Armaturen Ges.m.b.h | HBB60032 | Flexible Connector with Braiding, Brass Ends, L-60CM, FxF, DN 32 | 1488
[5 empty] | HERZ Armaturen Ges.m.b.h | HBB60040 | Flexible Connector with Braiding, Brass Ends, L-60CM, FxF, DN 40 | 1994
[5 empty] | HERZ Armaturen Ges.m.b.h | HBB60050 | Flexible Connector with Braiding, Brass Ends, L-60CM, FxF, DN 50 | 2699
[5 empty] | HERZ Armaturen Ges.m.b.h | HBB10020 | Flexible Connector with Braiding, L-100CM, FxF, DN 20 | 795
[5 empty] | HERZ Armaturen Ges.m.b.h | HBB10025 | Flexible Connector with Braiding, L-100CM, FxF, DN 25 | 1182
[5 empty] | HERZ Armaturen Ges.m.b.h | HBB10032 | Flexible Connector with Braiding, L-100CM, FxF, DN 32 | 1775
[5 empty] | HERZ Armaturen Ges.m.b.h | HBB10040 | Flexible Connector with Braiding, L-100CM, FxF, DN 40 | 2555
[5 empty] | HERZ Armaturen Ges.m.b.h | HBB10050 | Flexible Connector with Braiding, L-100CM, FxF, DN 50 | 2682
[5 empty] | HERZ Armaturen Ges.m.b.h | 1770980 | HERZ - Motoric [ON-OFF/3-Point] Valve Drive: - Power Supply: 24V AC/DC, 50Hz - Force: 200 N - Stroke: 8.5 mm | 4522
[5 empty] | HERZ Armaturen Ges.m.b.h | 1770982 | HERZ - Motoric [Modulating(0…10V DC)] Valve Drive: - Power Supply: 24V AC/DC, 50Hz - Force: 200 N - Stroke: 8.5 mm, With Stroke Recognition | 4522
[5 empty] | HERZ Armaturen Ges.m.b.h | 1770986 | HERZ - Motoric [Modulating(0…10V DC)] Valve Drive: - Power Supply: 24V AC/DC, 50Hz - Force: 200 N - Stroke: 8.5 mm, With Stroke Recognition - With Feedback Signal | 5102
[5 empty] | HERZ Armaturen Ges.m.b.h | 5772208 | HERZ - Motoric [Modulating(0…10V DC)] Valve Drive: - Power Supply: 24V AC/DC, 50Hz - Force: 150 N - Stroke: 8.5 mm, With Stroke Recognition | 4522
[5 empty] | HERZ Armaturen Ges.m.b.h | 5772246 | HERZ - Motoric [Modulating(0…10V DC)] Valve Drive: - Power Supply: 24V AC/DC, 50Hz - Force: 150 N - Stroke: 8.5 mm, With Stroke Recognition - With Feedback Signal | 4898
[5 empty] | HERZ Armaturen Ges.m.b.h | 5772248 | HERZ - Motoric [Modulating(0…10V DC)] Valve Drive: - Power Supply: 24V AC/DC, 50Hz - Force: 150 N - Stroke: 8.5 mm, With Stroke Recognition - With Feedback Signal & Fail Safe | 7869
[5 empty] | TACO Comfort Solutions | 409-3 | Commercially Rated Brass Vent. 3/4” NPT. 150 PSI. - | 12486
[5 empty] | TACO Comfort Solutions | AC10-125 | In-Line Air Separators Without Strainer. 10". 125 PSI. With Base Ring | 358307
[5 empty] | TACO Comfort Solutions | AC12-125 | In-Line Air Separators Without Strainer. 12". 125 PSI. With Base Ring | 550186
[5 empty] | TACO Comfort Solutions | AC14-125 | In-Line Air Separators Without Strainer. 14". 125 PSI. With Base Ring | 822441
[5 empty] | TACO Comfort Solutions | AC16-125 | In-Line Air Separators Without Strainer. 16". 125 PSI. With Base Ring | 1150356
[5 empty] | TACO Comfort Solutions | AC18-125 | In-Line Air Separators Without Strainer. 18". 125 PSI. With Base Ring | 1498411
[5 empty] | TACO Comfort Solutions | AC20-125 | In-Line Air Separators Without Strainer. 20". 125 PSI. With Base Ring | 1796482
[5 empty] | TACO Comfort Solutions | AC10F-125 | In-Line Air Separators With Strainer. 10". 125 PSI. With Base Ring | 491780
[5 empty] | TACO Comfort Solutions | AC12F-125 | In-Line Air Separators With Strainer. 12". 125 PSI. With Base Ring | 822625
[5 empty] | TACO Comfort Solutions | AC14F-125 | In-Line Air Separators With Strainer. 14". 125 PSI. With Base Ring | 979716
[5 empty] | TACO Comfort Solutions | AC16F-125 | In-Line Air Separators With Strainer. 16". 125 PSI. With Base Ring | 1474426
[5 empty] | TACO Comfort Solutions | AC18F-125 | In-Line Air Separators With Strainer. 18". 125 PSI. With Base Ring | 1938560
[5 empty] | TACO Comfort Solutions | AC20F-125 | In-Line Air Separators With Strainer. 20". 125 PSI. With Base Ring | 2169071
[5 empty] | TACO Comfort Solutions | AC10-150 | In-Line Air Separators Without Strainer. 10". 150 PSI. With Base Ring | 445825
[5 empty] | TACO Comfort Solutions | AC12-150 | In-Line Air Separators Without Strainer. 12". 150 PSI. With Base Ring | 680730
[5 empty] | TACO Comfort Solutions | AC14-150 | In-Line Air Separators Without Strainer. 14". 150 PSI. With Base Ring | 1015236
[5 empty] | TACO Comfort Solutions | AC16-150 | In-Line Air Separators Without Strainer. 16". 150 PSI. With Base Ring | 1410894
[5 empty] | TACO Comfort Solutions | AC18-150 | In-Line Air Separators Without Strainer. 18". 150 PSI. With Base Ring | 1837311
[5 empty] | TACO Comfort Solutions | AC20-150 | In-Line Air Separators Without Strainer. 20". 150 PSI. With Base Ring | 2203675
[5 empty] | TACO Comfort Solutions | AC10F-150 | In-Line Air Separators With Strainer. 10". 150 PSI. With Base Ring | 612254
[5 empty] | TACO Comfort Solutions | AC12F-150 | In-Line Air Separators With Strainer. 12". 150 PSI. With Base Ring | 1017982
[5 empty] | TACO Comfort Solutions | AC14F-150 | In-Line Air Separators With Strainer. 14". 150 PSI. With Base Ring | 1213523
[5 empty] | TACO Comfort Solutions | AC16F-150 | In-Line Air Separators With Strainer. 16". 150 PSI. With Base Ring | 1808383
[5 empty] | TACO Comfort Solutions | AC18F-150 | In-Line Air Separators With Strainer. 18". 150 PSI. With Base Ring | 2376146
[5 empty] | TACO Comfort Solutions | AC20F-150 | In-Line Air Separators With Strainer. 20". 150 PSI. With Base Ring | 2657373
[5 empty] | TACO Comfort Solutions | AC03-125R | In-Line Air Separators Without Strainer. 3". 125 PSI. With Base Ring | 90812
[5 empty] | TACO Comfort Solutions | AC04-125R | In-Line Air Separators Without Strainer. 4". 125 PSI. With Base Ring | 129078
[5 empty] | TACO Comfort Solutions | AC05-125R | In-Line Air Separators Without Strainer. 5". 125 PSI. With Base Ring | 168992
[5 empty] | TACO Comfort Solutions | AC06-125R | In-Line Air Separators Without Strainer. 6". 125 PSI. With Base Ring | 191146
[5 empty] | TACO Comfort Solutions | AC08-125R | In-Line Air Separators Without Strainer. 8". 125 PSI. With Base Ring | 258157
[5 empty] | TACO Comfort Solutions | AC04F-125R | In-Line Air Separators With Strainer. 4". 125 PSI. With Base Ring | 156359
[5 empty] | TACO Comfort Solutions | AC05F-125R | In-Line Air Separators With Strainer. 5". 125 PSI. With Base Ring | 191146
[5 empty] | TACO Comfort Solutions | AC06F-125R | In-Line Air Separators With Strainer. 6". 125 PSI. With Base Ring | 226482
[5 empty] | TACO Comfort Solutions | AC08F-125R | In-Line Air Separators With Strainer. 8". 125 PSI. With Base Ring | 331210
[5 empty] | TACO Comfort Solutions | AC03-150R | In-Line Air Separators Without Strainer. 3". 150 PSI. With Base Ring | 109854
[5 empty] | TACO Comfort Solutions | AC04-150R | In-Line Air Separators Without Strainer. 4". 150 PSI. With Base Ring | 157457
[5 empty] | TACO Comfort Solutions | AC05-150R | In-Line Air Separators Without Strainer. 5". 150 PSI. With Base Ring | 205793
[5 empty] | TACO Comfort Solutions | AC06-150R | In-Line Air Separators Without Strainer. 6". 150 PSI. With Base Ring | 237651
[5 empty] | TACO Comfort Solutions | AC08-150R | In-Line Air Separators Without Strainer. 8". 150 PSI. With Base Ring | 320408
[5 empty] | TACO Comfort Solutions | AC03F-150R | In-Line Air Separators With Strainer. 3". 150 PSI. With Base Ring | 141345
[5 empty] | TACO Comfort Solutions | AC04F-150R | In-Line Air Separators With Strainer. 4". 150 PSI. With Base Ring | 189132
[5 empty] | TACO Comfort Solutions | AC05F-150R | In-Line Air Separators With Strainer. 5". 150 PSI. With Base Ring | 236003
[5 empty] | TACO Comfort Solutions | AC06F-150R | In-Line Air Separators With Strainer. 6". 150 PSI. With Base Ring | 280128
[5 empty] | TACO Comfort Solutions | AC08F-150R | In-Line Air Separators With Strainer. 8". 150 PSI. With Base Ring | 409939
[5 empty] | TACO Comfort Solutions | 4905A-125R | 4900 Series Air Separators. 5". 125 PSI. With Base Ring | 169358
[5 empty] | TACO Comfort Solutions | 4905AG-125R | 4900 Series Air Separators. 5". 125 PSI. With Base Ring | 169358
[5 empty] | TACO Comfort Solutions | 4906A-125R | 4900 Series Air Separators. 6". 125 PSI. With Base Ring | 214948
[5 empty] | TACO Comfort Solutions | 4906AG-125R | 4900 Series Air Separators. 6". 125 PSI. With Base Ring | 214948
[5 empty] | TACO Comfort Solutions | 4908A-125R | 4900 Series Air Separators. 8". 125 PSI. With Base Ring | 334139
[5 empty] | TACO Comfort Solutions | 4908AG-125R | 4900 Series Air Separators. 8". 125 PSI. With Base Ring | 334139
[5 empty] | TACO Comfort Solutions | 4910A-125R | 4900 Series Air Separators. 10". 125 PSI. With Base Ring | 374419
[5 empty] | TACO Comfort Solutions | 4910AG-125R | 4900 Series Air Separators. 10". 125 PSI. With Base Ring | 374419
[5 empty] | TACO Comfort Solutions | 4912A-125R | 4900 Series Air Separators. 12". 125 PSI. With Base Ring | 439050
[5 empty] | TACO Comfort Solutions | 4912AG-125R | 4900 Series Air Separators. 12". 125 PSI. With Base Ring | 439050
[5 empty] | TACO Comfort Solutions | 4914A-125R | 4900 Series Air Separators. 14". 125 PSI. With Base Ring | 742614
[5 empty] | TACO Comfort Solutions | 4914AG-125R | 4900 Series Air Separators. 14". 125 PSI. With Base Ring | 742614
[5 empty] | TACO Comfort Solutions | 4916A-125R | 4900 Series Air Separators. 16". 125 PSI. With Base Ring | 792415
[5 empty] | TACO Comfort Solutions | 4916AG-125R | 4900 Series Air Separators. 16". 125 PSI. With Base Ring | 792415
[5 empty] | TACO Comfort Solutions | 4905AD-125R | 4900 Series Air & Dirt Separators. 5". 125 PSI. With Base Ring | 207624
[5 empty] | TACO Comfort Solutions | 4905ADG-125R | 4900 Series Air & Dirt Separators. 5". 125 PSI. With Base Ring | 207624
[5 empty] | TACO Comfort Solutions | 4906AD-125R | 4900 Series Air & Dirt Separators. 6". 125 PSI. With Base Ring | 249918
[5 empty] | TACO Comfort Solutions | 4906ADG-125R | 4900 Series Air & Dirt Separators. 6". 125 PSI. With Base Ring | 249918
[5 empty] | TACO Comfort Solutions | 4908AD-125R | 4900 Series Air & Dirt Separators. 8". 125 PSI. With Base Ring | 407925
[5 empty] | TACO Comfort Solutions | 4908ADG-125R | 4900 Series Air & Dirt Separators. 8". 125 PSI. With Base Ring | 407925
[5 empty] | TACO Comfort Solutions | 4910AD-125R | 4900 Series Air & Dirt Separators. 10". 125 PSI. With Base Ring | 442346
[5 empty] | TACO Comfort Solutions | 4910ADG-125R | 4900 Series Air & Dirt Separators. 10". 125 PSI. With Base Ring | 442346
[5 empty] | TACO Comfort Solutions | 4912AD-125R | 4900 Series Air & Dirt Separators. 12". 125 PSI. With Base Ring | 465965
[5 empty] | TACO Comfort Solutions | 4912ADG-125R | 4900 Series Air & Dirt Separators. 12". 125 PSI. With Base Ring | 465965
[5 empty] | TACO Comfort Solutions | 4914AD-125R | 4900 Series Air & Dirt Separators. 14". 125 PSI. With Base Ring | 760740
[5 empty] | TACO Comfort Solutions | 4914ADG-125R | 4900 Series Air & Dirt Separators. 14". 125 PSI. With Base Ring | 760740
[5 empty] | TACO Comfort Solutions | 4916AD-125R | 4900 Series Air & Dirt Separators. 16". 125 PSI. With Base Ring | 864918
[5 empty] | TACO Comfort Solutions | 4916ADG-125R | 4900 Series Air & Dirt Separators. 16". 125 PSI. With Base Ring | 864918
[5 empty] | TACO Comfort Solutions | 4905ADM-125R | 4900 Series Air & Dirt Separators. 5". 125 PSI. With Base Ring + Switchable On/Off Magnet | 266213
[5 empty] | TACO Comfort Solutions | 4905ADGM-125R | 4900 Series Air & Dirt Separators. 5". 125 PSI. With Base Ring + Switchable On/Off Magnet | 266213
[5 empty] | TACO Comfort Solutions | 4906ADM-125R | 4900 Series Air & Dirt Separators. 6". 125 PSI. With Base Ring + Switchable On/Off Magnet | 308507
[5 empty] | TACO Comfort Solutions | 4906ADGM-125R | 4900 Series Air & Dirt Separators. 6". 125 PSI. With Base Ring + Switchable On/Off Magnet | 308507
[5 empty] | TACO Comfort Solutions | 4908ADM-125R | 4900 Series Air & Dirt Separators. 8". 125 PSI. With Base Ring + Switchable On/Off Magnet | 466514
[5 empty] | TACO Comfort Solutions | 4908ADGM-125R | 4900 Series Air & Dirt Separators. 8". 125 PSI. With Base Ring + Switchable On/Off Magnet | 466514
[5 empty] | TACO Comfort Solutions | 4910ADM-125R | 4900 Series Air & Dirt Separators. 10". 125 PSI. With Base Ring + Switchable On/Off Magnet | 500935
[5 empty] | TACO Comfort Solutions | 4910ADGM-125R | 4900 Series Air & Dirt Separators. 10". 125 PSI. With Base Ring + Switchable On/Off Magnet | 500935
[5 empty] | TACO Comfort Solutions | 4912ADM-125R | 4900 Series Air & Dirt Separators. 12". 125 PSI. With Base Ring + Switchable On/Off Magnet | 524553
[5 empty] | TACO Comfort Solutions | 4912ADGM-125R | 4900 Series Air & Dirt Separators. 12". 125 PSI. With Base Ring + Switchable On/Off Magnet | 524553
[5 empty] | TACO Comfort Solutions | 4914ADM-125R | 4900 Series Air & Dirt Separators. 14". 125 PSI. With Base Ring + Switchable On/Off Magnet | 819329
[5 empty] | TACO Comfort Solutions | 4914ADGM-125R | 4900 Series Air & Dirt Separators. 14". 125 PSI. With Base Ring + Switchable On/Off Magnet | 819329
[5 empty] | TACO Comfort Solutions | 4916ADM-125R | 4900 Series Air & Dirt Separators. 16". 125 PSI. With Base Ring + Switchable On/Off Magnet | 923507
[5 empty] | TACO Comfort Solutions | 4916ADGM-125R | 4900 Series Air & Dirt Separators. 16". 125 PSI. With Base Ring + Switchable On/Off Magnet | 923507
[5 empty] | TACO Comfort Solutions | ACT02-125 | Tangential Air Separators Without Strainer. 2". 125 PSI. Without Base Ring | 51082
[5 empty] | TACO Comfort Solutions | ACT025-125 | Tangential Air Separators Without Strainer. 2½". 125 PSI. Without Base Ring | 61518
[5 empty] | TACO Comfort Solutions | ACT03-125 | Tangential Air Separators Without Strainer. 3". 125 PSI. Without Base Ring | 72503
[5 empty] | TACO Comfort Solutions | ACT04-125 | Tangential Air Separators Without Strainer. 4". 125 PSI. Without Base Ring | 108389
[5 empty] | TACO Comfort Solutions | ACT05-125 | Tangential Air Separators Without Strainer. 5". 125 PSI. Without Base Ring | 146472
[5 empty] | TACO Comfort Solutions | ACT06-125 | Tangential Air Separators Without Strainer. 6". 125 PSI. Without Base Ring | 167344
[5 empty] | TACO Comfort Solutions | ACT08-125 | Tangential Air Separators Without Strainer. 8". 125 PSI. With Base Ring | 230144
[5 empty] | TACO Comfort Solutions | ACT10-125 | Tangential Air Separators Without Strainer. 10". 125 PSI. With Base Ring | 337801
[5 empty] | TACO Comfort Solutions | ACT12-125 | Tangential Air Separators Without Strainer. 12". 125 PSI. With Base Ring | 519244
[5 empty] | TACO Comfort Solutions | ACT14-125 | Tangential Air Separators Without Strainer. 14". 125 PSI. With Base Ring | 777035
[5 empty] | TACO Comfort Solutions | ACT16-125 | Tangential Air Separators Without Strainer. 16". 125 PSI. With Base Ring | 1085359
[5 empty] | TACO Comfort Solutions | ACT18-125 | Tangential Air Separators Without Strainer. 18". 125 PSI. With Base Ring | 1414373
[5 empty] | TACO Comfort Solutions | ACT20-125 | Tangential Air Separators Without Strainer. 20". 125 PSI. With Base Ring | 1696698
[5 empty] | TACO Comfort Solutions | ACT02F-125 | Tangential Air Separators With Strainer. 2". 125 PSI. Without Base Ring | 66278
[5 empty] | TACO Comfort Solutions | ACT025F-125 | Tangential Air Separators With Strainer. 2½". 125 PSI. Without Base Ring | 74700
[5 empty] | TACO Comfort Solutions | ACT03F-125 | Tangential Air Separators With Strainer. 3". 125 PSI. Without Base Ring | 95023
[5 empty] | TACO Comfort Solutions | ACT04F-125 | Tangential Air Separators With Strainer. 4". 125 PSI. Without Base Ring | 131825
[5 empty] | TACO Comfort Solutions | ACT05F-125 | Tangential Air Separators With Strainer. 5". 125 PSI. Without Base Ring | 167344
[5 empty] | TACO Comfort Solutions | ACT06F-125 | Tangential Air Separators With Strainer. 6". 125 PSI. Without Base Ring | 200483
[5 empty] | TACO Comfort Solutions | ACT08F-125 | Tangential Air Separators With Strainer. 8". 125 PSI. With Base Ring | 299535
[5 empty] | TACO Comfort Solutions | ACT10F-125 | Tangential Air Separators With Strainer. 10". 125 PSI. With Base Ring | 465049
[5 empty] | TACO Comfort Solutions | ACT12F-125 | Tangential Air Separators With Strainer. 12". 125 PSI. With Base Ring | 777218
[5 empty] | TACO Comfort Solutions | ACT14F-125 | Tangential Air Separators With Strainer. 14". 125 PSI. With Base Ring | 924606
[5 empty] | TACO Comfort Solutions | ACT16F-125 | Tangential Air Separators With Strainer. 16". 125 PSI. With Base Ring | 1392036
[5 empty] | TACO Comfort Solutions | ACT18F-125 | Tangential Air Separators With Strainer. 18". 125 PSI. With Base Ring | 1829805
[5 empty] | TACO Comfort Solutions | ACT20F-125 | Tangential Air Separators With Strainer. 20". 125 PSI. With Base Ring | 2048598
[5 empty] | TACO Comfort Solutions | ACT02-150 | Tangential Air Separators Without Strainer. 2". 150 PSI. Without Base Ring | 61518
[5 empty] | TACO Comfort Solutions | ACT025-150 | Tangential Air Separators Without Strainer. 2½". 150 PSI. Without Base Ring | 72869
[5 empty] | TACO Comfort Solutions | ACT03-150 | Tangential Air Separators Without Strainer. 3". 150 PSI. Without Base Ring | 90446
[5 empty] | TACO Comfort Solutions | ACT04-150 | Tangential Air Separators Without Strainer. 4". 150 PSI. Without Base Ring | 135120
[5 empty] | TACO Comfort Solutions | ACT05-150 | Tangential Air Separators Without Strainer. 5". 150 PSI. Without Base Ring | 181808
[5 empty] | TACO Comfort Solutions | ACT06-150 | Tangential Air Separators Without Strainer. 6". 150 PSI. Without Base Ring | 210553
[5 empty] | TACO Comfort Solutions | ACT08-150 | Tangential Air Separators Without Strainer. 8". 150 PSI. With Base Ring | 288916
[5 empty] | TACO Comfort Solutions | ACT10-150 | Tangential Air Separators Without Strainer. 10". 150 PSI. With Base Ring | 419826
[5 empty] | TACO Comfort Solutions | ACT12-150 | Tangential Air Separators Without Strainer. 12". 150 PSI. With Base Ring | 643379
[5 empty] | TACO Comfort Solutions | ACT14-150 | Tangential Air Separators Without Strainer. 14". 150 PSI. With Base Ring | 957745
[5 empty] | TACO Comfort Solutions | ACT16-150 | Tangential Air Separators Without Strainer. 16". 150 PSI. With Base Ring | 1332165
[5 empty] | TACO Comfort Solutions | ACT18-150 | Tangential Air Separators Without Strainer. 18". 150 PSI. With Base Ring | 1735696
[5 empty] | TACO Comfort Solutions | ACT20-150 | Tangential Air Separators Without Strainer. 20". 150 PSI. With Base Ring | 2080639
[5 empty] | TACO Comfort Solutions | ACT02F-150 | Tangential Air Separators With Strainer. 2". 150 PSI. Without Base Ring | 79095
[5 empty] | TACO Comfort Solutions | ACT025F-150 | Tangential Air Separators With Strainer. 2½". 150 PSI. Without Base Ring | 88249
[5 empty] | TACO Comfort Solutions | ACT03F-150 | Tangential Air Separators With Strainer. 3". 150 PSI. Without Base Ring | 119924
[5 empty] | TACO Comfort Solutions | ACT04F-150 | Tangential Air Separators With Strainer. 4". 150 PSI. Without Base Ring | 164964
[5 empty] | TACO Comfort Solutions | ACT05F-150 | Tangential Air Separators With Strainer. 5". 150 PSI. Without Base Ring | 209821
[5 empty] | TACO Comfort Solutions | ACT06F-150 | Tangential Air Separators With Strainer. 6". 150 PSI. Without Base Ring | 250650
[5 empty] | TACO Comfort Solutions | ACT08F-150 | Tangential Air Separators With Strainer. 8". 150 PSI. With Base Ring | 374236
[5 empty] | TACO Comfort Solutions | ACT10F-150 | Tangential Air Separators With Strainer. 10". 150 PSI. With Base Ring | 578382
[5 empty] | TACO Comfort Solutions | ACT12F-150 | Tangential Air Separators With Strainer. 12". 150 PSI. With Base Ring | 961224
[5 empty] | TACO Comfort Solutions | ACT14F-150 | Tangential Air Separators With Strainer. 14". 150 PSI. With Base Ring | 1144681
[5 empty] | TACO Comfort Solutions | ACT16F-150 | Tangential Air Separators With Strainer. 16". 150 PSI. With Base Ring | 1707500
[5 empty] | TACO Comfort Solutions | ACT18F-150 | Tangential Air Separators With Strainer. 18". 150 PSI. With Base Ring | 2243406
[5 empty] | TACO Comfort Solutions | ACT20F-150 | Tangential Air Separators With Strainer. 20". 150 PSI. With Base Ring | 2509436
[5 empty] | TACO Comfort Solutions | BTH0050F02-125NN | Vertical ASME Buffer Tanks. 50 GAL, 2". 125 PSI. High Nozzle | 155992
[5 empty] | TACO Comfort Solutions | BTH0050F03-125NN | Vertical ASME Buffer Tanks. 50 GAL, 3". 125 PSI. High Nozzle | 171128
[5 empty] | TACO Comfort Solutions | BTH0050F04-125NN | Vertical ASME Buffer Tanks. 50 GAL, 4". 125 PSI. High Nozzle | 200422
[5 empty] | TACO Comfort Solutions | BTL0050F02-125NN | Vertical ASME Buffer Tanks. 50 GAL, 2". 125 PSI. Low Nozzle | 155992
[5 empty] | TACO Comfort Solutions | BTL0050F03-125NN | Vertical ASME Buffer Tanks. 50 GAL, 3". 125 PSI. Low Nozzle | 171128
[5 empty] | TACO Comfort Solutions | BTL0050F04-125NN | Vertical ASME Buffer Tanks. 50 GAL, 4". 125 PSI. Low Nozzle | 204084
[5 empty] | TACO Comfort Solutions | BTH0075F02-125NN | Vertical ASME Buffer Tanks. 75 GAL, 2". 125 PSI. High Nozzle | 183578
[5 empty] | TACO Comfort Solutions | BTH0075F03-125NN | Vertical ASME Buffer Tanks. 75 GAL, 3". 125 PSI. High Nozzle | 200911
[5 empty] | TACO Comfort Solutions | BTH0075F04-125NN | Vertical ASME Buffer Tanks. 75 GAL, 4". 125 PSI. High Nozzle | 238261
[5 empty] | TACO Comfort Solutions | BTL0075F02-125NN | Vertical ASME Buffer Tanks. 75 GAL, 2". 125 PSI. Low Nozzle | 183578
[5 empty] | TACO Comfort Solutions | BTL0075F03-125NN | Vertical ASME Buffer Tanks. 75 GAL, 3". 125 PSI. Low Nozzle | 200911
[5 empty] | TACO Comfort Solutions | BTL0075F04-125NN | Vertical ASME Buffer Tanks. 75 GAL, 4". 125 PSI. Low Nozzle | 242655
[5 empty] | TACO Comfort Solutions | BTH0100F02-125NN | Vertical ASME Buffer Tanks. 100 GAL, 2". 125 PSI. High Nozzle | 203352
[5 empty] | TACO Comfort Solutions | BTH0100F03-125NN | Vertical ASME Buffer Tanks. 100 GAL, 3". 125 PSI. High Nozzle | 222393
[5 empty] | TACO Comfort Solutions | BTH0100F04-125NN | Vertical ASME Buffer Tanks. 100 GAL, 4". 125 PSI. High Nozzle | 258767
[5 empty] | TACO Comfort Solutions | BTL0100F02-125NN | Vertical ASME Buffer Tanks. 100 GAL, 2". 125 PSI. Low Nozzle | 203352
[5 empty] | TACO Comfort Solutions | BTL0100F03-125NN | Vertical ASME Buffer Tanks. 100 GAL, 3". 125 PSI. Low Nozzle | 222393
[5 empty] | TACO Comfort Solutions | BTL0100F04-125NN | Vertical ASME Buffer Tanks. 100 GAL, 4". 125 PSI. Low Nozzle | 263650
[5 empty] | TACO Comfort Solutions | BTH0125F02-125NN | Vertical ASME Buffer Tanks. 125 GAL, 2". 125 PSI. High Nozzle | 217999
[5 empty] | TACO Comfort Solutions | BTH0125F03-125NN | Vertical ASME Buffer Tanks. 125 GAL, 3". 125 PSI. High Nozzle | 240702
[5 empty] | TACO Comfort Solutions | BTH0125F04-125NN | Vertical ASME Buffer Tanks. 125 GAL, 4". 125 PSI. High Nozzle | 281470
[5 empty] | TACO Comfort Solutions | BTL0125F02-125NN | Vertical ASME Buffer Tanks. 125 GAL, 2". 125 PSI. Low Nozzle | 217999
[5 empty] | TACO Comfort Solutions | BTL0125F03-125NN | Vertical ASME Buffer Tanks. 125 GAL, 3". 125 PSI. Low Nozzle | 240702
[5 empty] | TACO Comfort Solutions | BTL0125F04-125NN | Vertical ASME Buffer Tanks. 125 GAL, 4". 125 PSI. Low Nozzle | 286353
[5 empty] | TACO Comfort Solutions | BTH0150F02-125NN | Vertical ASME Buffer Tanks. 150 GAL, 2". 125 PSI. High Nozzle | 328586
[5 empty] | TACO Comfort Solutions | BTH0150F03-125NN | Vertical ASME Buffer Tanks. 150 GAL, 3". 125 PSI. High Nozzle | 335909
[5 empty] | TACO Comfort Solutions | BTH0150F04-125NN | Vertical ASME Buffer Tanks. 150 GAL, 4". 125 PSI. High Nozzle | 353730
[5 empty] | TACO Comfort Solutions | BTL0150F02-125NN | Vertical ASME Buffer Tanks. 150 GAL, 2". 125 PSI. Low Nozzle | 328586
[5 empty] | TACO Comfort Solutions | BTL0150F03-125NN | Vertical ASME Buffer Tanks. 150 GAL, 3". 125 PSI. Low Nozzle | 335909
[5 empty] | TACO Comfort Solutions | BTL0150F04-125NN | Vertical ASME Buffer Tanks. 150 GAL, 4". 125 PSI. Low Nozzle | 353730
[5 empty] | TACO Comfort Solutions | BTH0180F02-125NN | Vertical ASME Buffer Tanks. 180 GAL, 2". 125 PSI. High Nozzle | 342745
[5 empty] | TACO Comfort Solutions | BTH0180F03-125NN | Vertical ASME Buffer Tanks. 180 GAL, 3". 125 PSI. High Nozzle | 352998
[5 empty] | TACO Comfort Solutions | BTH0180F04-125NN | Vertical ASME Buffer Tanks. 180 GAL, 4". 125 PSI. High Nozzle | 380827
[5 empty] | TACO Comfort Solutions | BTL0180F02-125NN | Vertical ASME Buffer Tanks. 180 GAL, 2". 125 PSI. Low Nozzle | 342745
[5 empty] | TACO Comfort Solutions | BTL0180F03-125NN | Vertical ASME Buffer Tanks. 180 GAL, 3". 125 PSI. Low Nozzle | 352998
[5 empty] | TACO Comfort Solutions | BTL0180F04-125NN | Vertical ASME Buffer Tanks. 180 GAL, 4". 125 PSI. Low Nozzle | 380827
[5 empty] | TACO Comfort Solutions | BTH0200F02-125NN | Vertical ASME Buffer Tanks. 200 GAL, 2". 125 PSI. High Nozzle | 356660
[5 empty] | TACO Comfort Solutions | BTH0200F03-125NN | Vertical ASME Buffer Tanks. 200 GAL, 3". 125 PSI. High Nozzle | 369842
[5 empty] | TACO Comfort Solutions | BTH0200F04-125NN | Vertical ASME Buffer Tanks. 200 GAL, 4". 125 PSI. High Nozzle | 391569
[5 empty] | TACO Comfort Solutions | BTL0200F02-125NN | Vertical ASME Buffer Tanks. 200 GAL, 2". 125 PSI. Low Nozzle | 356660
[5 empty] | TACO Comfort Solutions | BTL0200F03-125NN | Vertical ASME Buffer Tanks. 200 GAL, 3". 125 PSI. Low Nozzle | 369842
[5 empty] | TACO Comfort Solutions | BTL0200F04-125NN | Vertical ASME Buffer Tanks. 200 GAL, 4". 125 PSI. Low Nozzle | 391569
[5 empty] | TACO Comfort Solutions | BTH0250F03-125NN | Vertical ASME Buffer Tanks. 250 GAL, 3". 125 PSI. High Nozzle | 415737
[5 empty] | TACO Comfort Solutions | BTH0250F04-125NN | Vertical ASME Buffer Tanks. 250 GAL, 4". 125 PSI. High Nozzle | 438684
[5 empty] | TACO Comfort Solutions | BTH0250F06-125NN | Vertical ASME Buffer Tanks. 250 GAL, 6". 125 PSI. High Nozzle | 447472
[5 empty] | TACO Comfort Solutions | BTL0250F03-125NN | Vertical ASME Buffer Tanks. 250 GAL, 3". 125 PSI. Low Nozzle | 415737
[5 empty] | TACO Comfort Solutions | BTL0250F04-125NN | Vertical ASME Buffer Tanks. 250 GAL, 4". 125 PSI. Low Nozzle | 438684
[5 empty] | TACO Comfort Solutions | BTL0250F06-125NN | Vertical ASME Buffer Tanks. 250 GAL, 6". 125 PSI. Low Nozzle | 447472
[5 empty] | TACO Comfort Solutions | BTH0300F03-125NN | Vertical ASME Buffer Tanks. 300 GAL, 3". 125 PSI. High Nozzle | 444055
[5 empty] | TACO Comfort Solutions | BTH0300F04-125NN | Vertical ASME Buffer Tanks. 300 GAL, 4". 125 PSI. High Nozzle | 465781
[5 empty] | TACO Comfort Solutions | BTH0300F06-125NN | Vertical ASME Buffer Tanks. 300 GAL, 6". 125 PSI. High Nozzle | 478232
[5 empty] | TACO Comfort Solutions | BTL0300F03-125NN | Vertical ASME Buffer Tanks. 300 GAL, 3". 125 PSI. Low Nozzle | 444055
[5 empty] | TACO Comfort Solutions | BTL0300F04-125NN | Vertical ASME Buffer Tanks. 300 GAL, 4". 125 PSI. Low Nozzle | 465781
[5 empty] | TACO Comfort Solutions | BTL0300F06-125NN | Vertical ASME Buffer Tanks. 300 GAL, 6". 125 PSI. Low Nozzle | 478232
[5 empty] | TACO Comfort Solutions | BTH0350F03-125NN | Vertical ASME Buffer Tanks. 350 GAL, 3". 125 PSI. High Nozzle | 472373
[5 empty] | TACO Comfort Solutions | BTH0350F04-125NN | Vertical ASME Buffer Tanks. 350 GAL, 4". 125 PSI. High Nozzle | 489705
[5 empty] | TACO Comfort Solutions | BTH0350F06-125NN | Vertical ASME Buffer Tanks. 350 GAL, 6". 125 PSI. High Nozzle | 500691
[5 empty] | TACO Comfort Solutions | BTL0350F03-125NN | Vertical ASME Buffer Tanks. 350 GAL, 3". 125 PSI. Low Nozzle | 472373
[5 empty] | TACO Comfort Solutions | BTL0350F04-125NN | Vertical ASME Buffer Tanks. 350 GAL, 4". 125 PSI. Low Nozzle | 489705
[5 empty] | TACO Comfort Solutions | BTL0350F06-125NN | Vertical ASME Buffer Tanks. 350 GAL, 6". 125 PSI. Low Nozzle | 500691
[5 empty] | TACO Comfort Solutions | BTH0400F04-125NN | Vertical ASME Buffer Tanks. 400 GAL, 4". 125 PSI. High Nozzle | 655219
[5 empty] | TACO Comfort Solutions | BTH0400F06-125NN | Vertical ASME Buffer Tanks. 400 GAL, 6". 125 PSI. High Nozzle | 673772
[5 empty] | TACO Comfort Solutions | BTH0400F08-125NN | Vertical ASME Buffer Tanks. 400 GAL, 8". 125 PSI. High Nozzle | 715273
[5 empty] | TACO Comfort Solutions | BTL0400F04-125NN | Vertical ASME Buffer Tanks. 400 GAL, 4". 125 PSI. Low Nozzle | 655219
[5 empty] | TACO Comfort Solutions | BTL0400F06-125NN | Vertical ASME Buffer Tanks. 400 GAL, 6". 125 PSI. Low Nozzle | 673772
[5 empty] | TACO Comfort Solutions | BTL0400F08-125NN | Vertical ASME Buffer Tanks. 400 GAL, 8". 125 PSI. Low Nozzle | 715273
[5 empty] | TACO Comfort Solutions | BTH0450F04-125NN | Vertical ASME Buffer Tanks. 450 GAL, 4". 125 PSI. High Nozzle | 685246
[5 empty] | TACO Comfort Solutions | BTH0450F06-125NN | Vertical ASME Buffer Tanks. 450 GAL, 6". 125 PSI. High Nozzle | 710634
[5 empty] | TACO Comfort Solutions | BTH0450F08-125NN | Vertical ASME Buffer Tanks. 450 GAL, 8". 125 PSI. High Nozzle | 738708
[5 empty] | TACO Comfort Solutions | BTL0450F04-125NN | Vertical ASME Buffer Tanks. 450 GAL, 4". 125 PSI. Low Nozzle | 685246
[5 empty] | TACO Comfort Solutions | BTL0450F06-125NN | Vertical ASME Buffer Tanks. 450 GAL, 6". 125 PSI. Low Nozzle | 710634
[5 empty] | TACO Comfort Solutions | BTL0450F08-125NN | Vertical ASME Buffer Tanks. 450 GAL, 8". 125 PSI. Low Nozzle | 738708
[5 empty] | TACO Comfort Solutions | BTH0500F04-125NN | Vertical ASME Buffer Tanks. 500 GAL, 4". 125 PSI. High Nozzle | 711855
[5 empty] | TACO Comfort Solutions | BTH0500F06-125NN | Vertical ASME Buffer Tanks. 500 GAL, 6". 125 PSI. High Nozzle | 761655
[5 empty] | TACO Comfort Solutions | BTH0500F08-125NN | Vertical ASME Buffer Tanks. 500 GAL, 8". 125 PSI. High Nozzle | 816827
[5 empty] | TACO Comfort Solutions | BTL0500F04-125NN | Vertical ASME Buffer Tanks. 500 GAL, 4". 125 PSI. Low Nozzle | 711855
[5 empty] | TACO Comfort Solutions | BTL0500F06-125NN | Vertical ASME Buffer Tanks. 500 GAL, 6". 125 PSI. Low Nozzle | 761655
[5 empty] | TACO Comfort Solutions | BTL0500F08-125NN | Vertical ASME Buffer Tanks. 500 GAL, 8". 125 PSI. Low Nozzle | 816827
[5 empty] | TACO Comfort Solutions | BTH0700F04-125NN | Vertical ASME Buffer Tanks. 700 GAL, 4". 125 PSI. High Nozzle | 919113
[5 empty] | TACO Comfort Solutions | BTH0700F06-125NN | Vertical ASME Buffer Tanks. 700 GAL, 6". 125 PSI. High Nozzle | 982096
[5 empty] | TACO Comfort Solutions | BTH0700F08-125NN | Vertical ASME Buffer Tanks. 700 GAL, 8". 125 PSI. High Nozzle | 1015053
[5 empty] | TACO Comfort Solutions | BTL0700F04-125NN | Vertical ASME Buffer Tanks. 700 GAL, 4". 125 PSI. Low Nozzle | 919113
[5 empty] | TACO Comfort Solutions | BTL0700F06-125NN | Vertical ASME Buffer Tanks. 700 GAL, 6". 125 PSI. Low Nozzle | 982096
[5 empty] | TACO Comfort Solutions | BTL0700F08-125NN | Vertical ASME Buffer Tanks. 700 GAL, 8". 125 PSI. Low Nozzle | 1015053
[5 empty] | TACO Comfort Solutions | BTH0850F04-125NN | Vertical ASME Buffer Tanks. 850 GAL, 4". 125 PSI. High Nozzle | 1226705
[5 empty] | TACO Comfort Solutions | BTH0850F06-125NN | Vertical ASME Buffer Tanks. 850 GAL, 6". 125 PSI. High Nozzle | 1264788
[5 empty] | TACO Comfort Solutions | BTH0850F08-125NN | Vertical ASME Buffer Tanks. 850 GAL, 8". 125 PSI. High Nozzle | 1299941
[5 empty] | TACO Comfort Solutions | BTL0850F04-125NN | Vertical ASME Buffer Tanks. 850 GAL, 4". 125 PSI. Low Nozzle | 1226705
[5 empty] | TACO Comfort Solutions | BTL0850F06-125NN | Vertical ASME Buffer Tanks. 850 GAL, 6". 125 PSI. Low Nozzle | 1264788
[5 empty] | TACO Comfort Solutions | BTL0850F08-125NN | Vertical ASME Buffer Tanks. 850 GAL, 8". 125 PSI. Low Nozzle | 1299941
[5 empty] | TACO Comfort Solutions | BTH1050F06-125NN | Vertical ASME Buffer Tanks. 1050 GAL, 6". 125 PSI. High Nozzle | 1796726
[5 empty] | TACO Comfort Solutions | BTH1050F08-125NN | Vertical ASME Buffer Tanks. 1050 GAL, 8". 125 PSI. High Nozzle | 1831636
[5 empty] | TACO Comfort Solutions | BTH1050F10-125NN | Vertical ASME Buffer Tanks. 1050 GAL, 10". 125 PSI. High Nozzle | 1885586
[5 empty] | TACO Comfort Solutions | BTL1050F06-125NN | Vertical ASME Buffer Tanks. 1050 GAL, 6". 125 PSI. Low Nozzle | 1796726
[5 empty] | TACO Comfort Solutions | BTL1050F08-125NN | Vertical ASME Buffer Tanks. 1050 GAL, 8". 125 PSI. Low Nozzle | 1831636
[5 empty] | TACO Comfort Solutions | BTL1050F10-125NN | Vertical ASME Buffer Tanks. 1050 GAL, 10". 125 PSI. Low Nozzle | 1885586
[5 empty] | TACO Comfort Solutions | BTH1250F06-125NN | Vertical ASME Buffer Tanks. 1250 GAL, 6". 125 PSI. High Nozzle | 1917078
[5 empty] | TACO Comfort Solutions | BTH1250F08-125NN | Vertical ASME Buffer Tanks. 1250 GAL, 8". 125 PSI. High Nozzle | 1982990
[5 empty] | TACO Comfort Solutions | BTH1250F10-125NN | Vertical ASME Buffer Tanks. 1250 GAL, 10". 125 PSI. High Nozzle | 2025223
[5 empty] | TACO Comfort Solutions | BTH1250F12-125NN | Vertical ASME Buffer Tanks. 1250 GAL, 12". 125 PSI. High Nozzle | 2063062
[5 empty] | TACO Comfort Solutions | BTL1250F06-125NN | Vertical ASME Buffer Tanks. 1250 GAL, 6". 125 PSI. Low Nozzle | 1917078
[5 empty] | TACO Comfort Solutions | BTL1250F08-125NN | Vertical ASME Buffer Tanks. 1250 GAL, 8". 125 PSI. Low Nozzle | 1982990
[5 empty] | TACO Comfort Solutions | BTL1250F10-125NN | Vertical ASME Buffer Tanks. 1250 GAL, 10". 125 PSI. Low Nozzle | 2025223
[5 empty] | TACO Comfort Solutions | BTL1250F12-125NN | Vertical ASME Buffer Tanks. 1250 GAL, 12". 125 PSI. Low Nozzle | 2063062
[5 empty] | TACO Comfort Solutions | BTH1500F06-125NN | Vertical ASME Buffer Tanks. 1500 GAL, 6". 125 PSI. High Nozzle | 2059888
[5 empty] | TACO Comfort Solutions | BTH1500F08-125NN | Vertical ASME Buffer Tanks. 1500 GAL, 8". 125 PSI. High Nozzle | 2109201
[5 empty] | TACO Comfort Solutions | BTH1500F10-125NN | Vertical ASME Buffer Tanks. 1500 GAL, 10". 125 PSI. High Nozzle | 2188052
[5 empty] | TACO Comfort Solutions | BTH1500F12-125NN | Vertical ASME Buffer Tanks. 1500 GAL, 12". 125 PSI. High Nozzle | 2198305
[5 empty] | TACO Comfort Solutions | BTL1500F06-125NN | Vertical ASME Buffer Tanks. 1500 GAL, 6". 125 PSI. Low Nozzle | 2059888
[5 empty] | TACO Comfort Solutions | BTL1500F08-125NN | Vertical ASME Buffer Tanks. 1500 GAL, 8". 125 PSI. Low Nozzle | 2109201
[5 empty] | TACO Comfort Solutions | BTL1500F10-125NN | Vertical ASME Buffer Tanks. 1500 GAL, 10". 125 PSI. Low Nozzle | 2188052
[5 empty] | TACO Comfort Solutions | BTL1500F12-125NN | Vertical ASME Buffer Tanks. 1500 GAL, 12". 125 PSI. Low Nozzle | 2198305
[5 empty] | TACO Comfort Solutions | BTH1750F06-125NN | Vertical ASME Buffer Tanks. 1750 GAL, 6". 125 PSI. High Nozzle | 2568880
[5 empty] | TACO Comfort Solutions | BTH1750F08-125NN | Vertical ASME Buffer Tanks. 1750 GAL, 8". 125 PSI. High Nozzle | 2618680
[5 empty] | TACO Comfort Solutions | BTH1750F10-125NN | Vertical ASME Buffer Tanks. 1750 GAL, 10". 125 PSI. High Nozzle | 2704122
[5 empty] | TACO Comfort Solutions | BTH1750F12-125NN | Vertical ASME Buffer Tanks. 1750 GAL, 12". 125 PSI. High Nozzle | 2764176
[5 empty] | TACO Comfort Solutions | BTL1750F06-125NN | Vertical ASME Buffer Tanks. 1750 GAL, 6". 125 PSI. Low Nozzle | 2568880
[5 empty] | TACO Comfort Solutions | BTL1750F08-125NN | Vertical ASME Buffer Tanks. 1750 GAL, 8". 125 PSI. Low Nozzle | 2618680
[5 empty] | TACO Comfort Solutions | BTL1750F10-125NN | Vertical ASME Buffer Tanks. 1750 GAL, 10". 125 PSI. Low Nozzle | 2704122
[5 empty] | TACO Comfort Solutions | BTL1750F12-125NN | Vertical ASME Buffer Tanks. 1750 GAL, 12". 125 PSI. Low Nozzle | 2764176
[5 empty] | TACO Comfort Solutions | BTH2000F06-125NN | Vertical ASME Buffer Tanks. 2000 GAL, 6". 125 PSI. High Nozzle | 2693625
[5 empty] | TACO Comfort Solutions | BTH2000F08-125NN | Vertical ASME Buffer Tanks. 2000 GAL, 8". 125 PSI. High Nozzle | 2716328
[5 empty] | TACO Comfort Solutions | BTH2000F10-125NN | Vertical ASME Buffer Tanks. 2000 GAL, 10". 125 PSI. High Nozzle | 2742205
[5 empty] | TACO Comfort Solutions | BTH2000F12-125NN | Vertical ASME Buffer Tanks. 2000 GAL, 12". 125 PSI. High Nozzle | 2800306
[5 empty] | TACO Comfort Solutions | BTL2000F06-125NN | Vertical ASME Buffer Tanks. 2000 GAL, 6". 125 PSI. Low Nozzle | 2693625
[5 empty] | TACO Comfort Solutions | BTL2000F08-125NN | Vertical ASME Buffer Tanks. 2000 GAL, 8". 125 PSI. Low Nozzle | 2716328
[5 empty] | TACO Comfort Solutions | BTL2000F10-125NN | Vertical ASME Buffer Tanks. 2000 GAL, 10". 125 PSI. Low Nozzle | 2742205
[5 empty] | TACO Comfort Solutions | BTL2000F12-125NN | Vertical ASME Buffer Tanks. 2000 GAL, 12". 125 PSI. Low Nozzle | 2800306
[5 empty] | TACO Comfort Solutions | BTH2500F06-125NN | Vertical ASME Buffer Tanks. 2500 GAL, 6". 125 PSI. High Nozzle | 3613959
[5 empty] | TACO Comfort Solutions | BTH2500F08-125NN | Vertical ASME Buffer Tanks. 2500 GAL, 8". 125 PSI. High Nozzle | 3658145
[5 empty] | TACO Comfort Solutions | BTH2500F10-125NN | Vertical ASME Buffer Tanks. 2500 GAL, 10". 125 PSI. High Nozzle | 3715514
[5 empty] | TACO Comfort Solutions | BTH2500F12-125NN | Vertical ASME Buffer Tanks. 2500 GAL, 12". 125 PSI. High Nozzle | 3797782
[5 empty] | TACO Comfort Solutions | BTL2500F06-125NN | Vertical ASME Buffer Tanks. 2500 GAL, 6". 125 PSI. Low Nozzle | 3613959
[5 empty] | TACO Comfort Solutions | BTL2500F08-125NN | Vertical ASME Buffer Tanks. 2500 GAL, 8". 125 PSI. Low Nozzle | 3658145
[5 empty] | TACO Comfort Solutions | BTL2500F10-125NN | Vertical ASME Buffer Tanks. 2500 GAL, 10". 125 PSI. Low Nozzle | 3715514
[5 empty] | TACO Comfort Solutions | BTL2500F12-125NN | Vertical ASME Buffer Tanks. 2500 GAL, 12". 125 PSI. Low Nozzle | 3797782
[5 empty] | TACO Comfort Solutions | BTH3000F06-125NN | Vertical ASME Buffer Tanks. 3000 GAL, 6". 125 PSI. High Nozzle | 3857836
[5 empty] | TACO Comfort Solutions | BTH3000F08-125NN | Vertical ASME Buffer Tanks. 3000 GAL, 8". 125 PSI. High Nozzle | 4088286
[5 empty] | TACO Comfort Solutions | BTH3000F10-125NN | Vertical ASME Buffer Tanks. 3000 GAL, 10". 125 PSI. High Nozzle | 3991614
[5 empty] | TACO Comfort Solutions | BTH3000F12-125NN | Vertical ASME Buffer Tanks. 3000 GAL, 12". 125 PSI. High Nozzle | 4164207
[5 empty] | TACO Comfort Solutions | BTL3000F06-125NN | Vertical ASME Buffer Tanks. 3000 GAL, 6". 125 PSI. Low Nozzle | 3857836
[5 empty] | TACO Comfort Solutions | BTL3000F08-125NN | Vertical ASME Buffer Tanks. 3000 GAL, 8". 125 PSI. Low Nozzle | 4088286
[5 empty] | TACO Comfort Solutions | BTL3000F10-125NN | Vertical ASME Buffer Tanks. 3000 GAL, 10". 125 PSI. Low Nozzle | 3991614
[5 empty] | TACO Comfort Solutions | BTL3000F12-125NN | Vertical ASME Buffer Tanks. 3000 GAL, 12". 125 PSI. Low Nozzle | 4164207
[5 empty] | TACO Comfort Solutions | CA90-125 | Expansion Tanks. 90 L. 125 PSI. | 185287
[5 empty] | TACO Comfort Solutions | CA140-125 | Expansion Tanks. 140 L. 125 PSI. | 197188
[5 empty] | TACO Comfort Solutions | CA215-125 | Expansion Tanks. 215 L. 125 PSI. | 228862
[5 empty] | TACO Comfort Solutions | CA300-125 | Expansion Tanks. 300 L. 125 PSI. | 242228
[5 empty] | TACO Comfort Solutions | CA450-125 | Expansion Tanks. 450 L. 125 PSI. | 268776
[5 empty] | TACO Comfort Solutions | CA500-125 | Expansion Tanks. 500 L. 125 PSI. | 310704
[5 empty] | TACO Comfort Solutions | CA600-125 | Expansion Tanks. 600 L. 125 PSI. | 357758
[5 empty] | TACO Comfort Solutions | CA700-125 | Expansion Tanks. 700 L. 125 PSI. | 382109
[5 empty] | TACO Comfort Solutions | CA800-125 | Expansion Tanks. 800 L. 125 PSI. | 403165
[5 empty] | TACO Comfort Solutions | CA900-125 | Expansion Tanks. 900 L. 125 PSI. | 489034
[5 empty] | TACO Comfort Solutions | CA1000-125 | Expansion Tanks. 1000 L. 125 PSI. | 499653
[5 empty] | TACO Comfort Solutions | CA1100-125 | Expansion Tanks. 1100 L. 125 PSI. | 524370
[5 empty] | TACO Comfort Solutions | CA1200-125 | Expansion Tanks. 1200 L. 125 PSI. | 541947
[5 empty] | TACO Comfort Solutions | CA1300-125 | Expansion Tanks. 1300 L. 125 PSI. | 564833
[5 empty] | TACO Comfort Solutions | CA1400-125 | Expansion Tanks. 1400 L. 125 PSI. | 583875
[5 empty] | TACO Comfort Solutions | CA1500-125 | Expansion Tanks. 1500 L. 125 PSI. | 725037
[5 empty] | TACO Comfort Solutions | CA1600-125 | Expansion Tanks. 1600 L. 125 PSI. | 752867
[5 empty] | TACO Comfort Solutions | CA1800-125 | Expansion Tanks. 1800 L. 125 PSI. | 773556
[5 empty] | TACO Comfort Solutions | CA2000-125 | Expansion Tanks. 2000 L. 125 PSI. | 817864
[5 empty] | TACO Comfort Solutions | CA2500-125 | Expansion Tanks. 2500 L. 125 PSI. | 901170
[5 empty] | TACO Comfort Solutions | CA3000-125 | Expansion Tanks. 3000 L. 125 PSI. | 1324109
[5 empty] | TACO Comfort Solutions | CA4000-125 | Expansion Tanks. 4000 L. 125 PSI. | 1451540
[5 empty] | TACO Comfort Solutions | CA5000-125 | Expansion Tanks. 5000 L. 125 PSI. | 1727457
[5 empty] | TACO Comfort Solutions | CA7500-125 | Expansion Tanks. 7500 L. 125 PSI. | 2419722
[5 empty] | TACO Comfort Solutions | CA10000-125 | Expansion Tanks. 10000 L. 125 PSI. | 2660303
[5 empty] | TACO Comfort Solutions | CX30-125 | Expansion Tanks. 8 GAL. 125 PSI. | 82390
[5 empty] | TACO Comfort Solutions | CX42-125 | Expansion Tanks. 11 GAL. 125 PSI. | 82939
[5 empty] | TACO Comfort Solutions | CX84-125 | Expansion Tanks. 23 GAL. 125 PSI. | 100882
[5 empty] | TACO Comfort Solutions | CX130-125 | Expansion Tanks. 35 GAL. 125 PSI. | 109121
[5 empty] | TACO Comfort Solutions | CX170-125 | Expansion Tanks. 45 GAL. 125 PSI. | 123402
[5 empty] | TACO Comfort Solutions | CX215-125 | Expansion Tanks. 57 GAL. 125 PSI. | 138416
[5 empty] | TACO Comfort Solutions | CX254-125 | Expansion Tanks. 67 GAL. 125 PSI. | 142627
[5 empty] | TACO Comfort Solutions | CX300-125 | Expansion Tanks. 79 GAL. 125 PSI. | 159288
[5 empty] | TACO Comfort Solutions | CX350-125 | Expansion Tanks. 92 GAL. 125 PSI. | 168443
[5 empty] | TACO Comfort Solutions | CA90-150 | Expansion Tanks. 90 L. 150 PSI. | 218426
[5 empty] | TACO Comfort Solutions | CA140-150 | Expansion Tanks. 140 L. 150 PSI. | 230327
[5 empty] | TACO Comfort Solutions | CA215-150 | Expansion Tanks. 215 L. 150 PSI. | 262002
[5 empty] | TACO Comfort Solutions | CA300-150 | Expansion Tanks. 300 L. 150 PSI. | 290381
[5 empty] | TACO Comfort Solutions | CA450-150 | Expansion Tanks. 450 L. 150 PSI. | 316929
[5 empty] | TACO Comfort Solutions | CA500-150 | Expansion Tanks. 500 L. 150 PSI. | 358857
[5 empty] | TACO Comfort Solutions | CA600-150 | Expansion Tanks. 600 L. 150 PSI. | 421840
[5 empty] | TACO Comfort Solutions | CA700-150 | Expansion Tanks. 700 L. 150 PSI. | 446191
[5 empty] | TACO Comfort Solutions | CA800-150 | Expansion Tanks. 800 L. 150 PSI. | 467246
[5 empty] | TACO Comfort Solutions | CA900-150 | Expansion Tanks. 900 L. 150 PSI. | 563552
[5 empty] | TACO Comfort Solutions | CA1000-150 | Expansion Tanks. 1000 L. 150 PSI. | 574171
[5 empty] | TACO Comfort Solutions | CA1100-150 | Expansion Tanks. 1100 L. 150 PSI. | 598888
[5 empty] | TACO Comfort Solutions | CA1200-150 | Expansion Tanks. 1200 L. 150 PSI. | 616465
[5 empty] | TACO Comfort Solutions | CA1300-150 | Expansion Tanks. 1300 L. 150 PSI. | 639351
[5 empty] | TACO Comfort Solutions | CA1400-150 | Expansion Tanks. 1400 L. 150 PSI. | 658392
[5 empty] | TACO Comfort Solutions | CA1500-150 | Expansion Tanks. 1500 L. 150 PSI. | 809991
[5 empty] | TACO Comfort Solutions | CA1600-150 | Expansion Tanks. 1600 L. 150 PSI. | 837821
[5 empty] | TACO Comfort Solutions | CA1800-150 | Expansion Tanks. 1800 L. 150 PSI. | 858510
[5 empty] | TACO Comfort Solutions | CA2000-150 | Expansion Tanks. 2000 L. 150 PSI. | 902818
[5 empty] | TACO Comfort Solutions | CA90-250 | Expansion Tanks. 90 L. 250 PSI. | 249918
[5 empty] | TACO Comfort Solutions | CA140-250 | Expansion Tanks. 140 L. 250 PSI. | 261819
[5 empty] | TACO Comfort Solutions | CA215-250 | Expansion Tanks. 215 L. 250 PSI. | 293493
[5 empty] | TACO Comfort Solutions | CA300-250 | Expansion Tanks. 300 L. 250 PSI. | 353181
[5 empty] | TACO Comfort Solutions | CA450-250 | Expansion Tanks. 450 L. 250 PSI. | 379729
[5 empty] | TACO Comfort Solutions | CA500-250 | Expansion Tanks. 500 L. 250 PSI. | 421657
[5 empty] | TACO Comfort Solutions | CA600-250 | Expansion Tanks. 600 L. 250 PSI. | 550186
[5 empty] | TACO Comfort Solutions | CA700-250 | Expansion Tanks. 700 L. 250 PSI. | 574537
[5 empty] | TACO Comfort Solutions | CA800-250 | Expansion Tanks. 800 L. 250 PSI. | 595592
[5 empty] | TACO Comfort Solutions | CA900-250 | Expansion Tanks. 900 L. 250 PSI. | 732727
[5 empty] | TACO Comfort Solutions | CA1000-250 | Expansion Tanks. 1000 L. 250 PSI. | 743346
[5 empty] | TACO Comfort Solutions | CA1100-250 | Expansion Tanks. 1100 L. 250 PSI. | 768064
[5 empty] | TACO Comfort Solutions | CA1200-250 | Expansion Tanks. 1200 L. 250 PSI. | 785640
[5 empty] | TACO Comfort Solutions | CA1300-250 | Expansion Tanks. 1300 L. 250 PSI. | 808527
[5 empty] | TACO Comfort Solutions | CA1400-250 | Expansion Tanks. 1400 L. 250 PSI. | 827568
[5 empty] | TACO Comfort Solutions | CA1500-250 | Expansion Tanks. 1500 L. 250 PSI. | 1169764
[5 empty] | TACO Comfort Solutions | CA1600-250 | Expansion Tanks. 1600 L. 250 PSI. | 1197594
[5 empty] | TACO Comfort Solutions | CA1800-250 | Expansion Tanks. 1800 L. 250 PSI. | 1218283
[5 empty] | TACO Comfort Solutions | CA2000-250 | Expansion Tanks. 2000 L. 250 PSI. | 1262591
[5 empty] | TACO Comfort Solutions | CBX15-125 | Vertical Expansion Tanks with Bottom System Connection. 4 GAL. 125 PSI. | 88615
[5 empty] | TACO Comfort Solutions | CBX30-125 | Vertical Expansion Tanks with Bottom System Connection. 8 GAL. 125 PSI. | 94474
[5 empty] | TACO Comfort Solutions | CBX42-125 | Vertical Expansion Tanks with Bottom System Connection. 11 GAL. 125 PSI. | 99234
[5 empty] | TACO Comfort Solutions | CBX84-125 | Vertical Expansion Tanks with Bottom System Connection. 22 GAL. 125 PSI. | 120290
[5 empty] | TACO Comfort Solutions | CBX130-125 | Vertical Expansion Tanks with Bottom System Connection. 34 GAL. 125 PSI. | 134937
[5 empty] | TACO Comfort Solutions | CBX170-125 | Vertical Expansion Tanks with Bottom System Connection. 45 GAL. 125 PSI. | 141528
[5 empty] | TACO Comfort Solutions | CBX254-125 | Vertical Expansion Tanks with Bottom System Connection. 67 GAL. 125 PSI. | 158556
[5 empty] | TACO Comfort Solutions | CBX300-125 | Vertical Expansion Tanks with Bottom System Connection. 79 GAL. 125 PSI. | 185653
[5 empty] | TACO Comfort Solutions | CBX350-125 | Vertical Expansion Tanks with Bottom System Connection. 92 GAL. 125 PSI. | 199751
[5 empty] | TACO Comfort Solutions | CBX425-125 | Vertical Expansion Tanks with Bottom System Connection. 112 GAL. 125 PSI. | 213300
[5 empty] | TACO Comfort Solutions | CBX500-125 | Vertical Expansion Tanks with Bottom System Connection. 132 GAL. 125 PSI. | 225384
[5 empty] | TACO Comfort Solutions | CBX600-125 | Vertical Expansion Tanks with Bottom System Connection. 160 GAL. 125 PSI. | 278480
[5 empty] | TACO Comfort Solutions | CBX800-125 | Vertical Expansion Tanks with Bottom System Connection. 212 GAL. 125 PSI. | 322788
[5 empty] | TACO Comfort Solutions | SD020015-5 | Suction Diffusers - Rear Strainer Pullout (RSP). 2 x 1½. 125 PSI. | 20432
[5 empty] | TACO Comfort Solutions | SD020020-5 | Suction Diffusers - Rear Strainer Pullout (RSP). 2 x 2. 125 PSI. | 21146
[5 empty] | TACO Comfort Solutions | SD025020-5 | Suction Diffusers - Rear Strainer Pullout (RSP). 2½ x 2. 125 PSI. | 22099
[5 empty] | TACO Comfort Solutions | SD030020-5 | Suction Diffusers - Rear Strainer Pullout (RSP). 3 x 2. 125 PSI. | 25522
[5 empty] | TACO Comfort Solutions | SD025025-5 | Suction Diffusers - Rear Strainer Pullout (RSP). 2½ x 2½. 125 PSI. | 36636
[5 empty] | TACO Comfort Solutions | SD030025-5 | Suction Diffusers - Rear Strainer Pullout (RSP). 3 x 2½. 125 PSI. | 37295
[5 empty] | TACO Comfort Solutions | SD040025-5 | Suction Diffusers - Rear Strainer Pullout (RSP). 4 x 2½. 125 PSI. | 39565
[5 empty] | TACO Comfort Solutions | SD030030-5 | Suction Diffusers - Rear Strainer Pullout (RSP). 3 x 3. 125 PSI. | 37899
[5 empty] | TACO Comfort Solutions | SD040030-5 | Suction Diffusers - Rear Strainer Pullout (RSP). 4 x 3. 125 PSI. | 43117
[5 empty] | TACO Comfort Solutions | SD050030-5 | Suction Diffusers - Rear Strainer Pullout (RSP). 5 x 3. 125 PSI. | 47054
[5 empty] | TACO Comfort Solutions | SD040040-5 | Suction Diffusers - Rear Strainer Pullout (RSP). 4 x 4. 125 PSI. | 49983
[5 empty] | TACO Comfort Solutions | SD050040-5 | Suction Diffusers - Rear Strainer Pullout (RSP). 5 x 4. 125 PSI. | 57124
[5 empty] | TACO Comfort Solutions | SD060040-5 | Suction Diffusers - Rear Strainer Pullout (RSP). 6 x 4. 125 PSI. | 59321
[5 empty] | TACO Comfort Solutions | SD050050-5 | Suction Diffusers - Rear Strainer Pullout (RSP). 5 x 5. 125 PSI. | 68109
[5 empty] | TACO Comfort Solutions | SD060050-5 | Suction Diffusers - Rear Strainer Pullout (RSP). 6 x 5. 125 PSI. | 71405
[5 empty] | TACO Comfort Solutions | SD080050-5 | Suction Diffusers - Rear Strainer Pullout (RSP). 8 x 5. 125 PSI. | 83855
[5 empty] | TACO Comfort Solutions | SD060060-6 | Suction Diffusers - Rear Strainer Pullout (RSP). 6 x 6. 125 PSI. | 75067
[5 empty] | TACO Comfort Solutions | SD080060-5 | Suction Diffusers - Rear Strainer Pullout (RSP). 8 x 6. 125 PSI. | 84038
[5 empty] | TACO Comfort Solutions | SD100060-5 | Suction Diffusers - Rear Strainer Pullout (RSP). 10 x 6. 125 PSI. | 168809
[5 empty] | TACO Comfort Solutions | SD080080-5 | Suction Diffusers - Rear Strainer Pullout (RSP). 8 x 8. 125 PSI. | 146472
[5 empty] | TACO Comfort Solutions | SD100080-5 | Suction Diffusers - Rear Strainer Pullout (RSP). 10 x 8. 125 PSI. | 174851
[5 empty] | TACO Comfort Solutions | SD120080-5 | Suction Diffusers - Rear Strainer Pullout (RSP). 12 x 8. 125 PSI. | 256509
[5 empty] | TACO Comfort Solutions | SD100100-5 | Suction Diffusers - Rear Strainer Pullout (RSP). 10 x 10. 125 PSI. | 244059
[5 empty] | TACO Comfort Solutions | SD120100-5 | Suction Diffusers - Rear Strainer Pullout (RSP). 12 x 10. 125 PSI. | 285071
[5 empty] | TACO Comfort Solutions | SD140100-5 | Suction Diffusers - Rear Strainer Pullout (RSP). 14 x 10. 125 PSI. | 337252
[5 empty] | TACO Comfort Solutions | SD120120-5 | Suction Diffusers - Rear Strainer Pullout (RSP). 12 x 12. 125 PSI. | 321140
[5 empty] | TACO Comfort Solutions | SD140120-5 | Suction Diffusers - Rear Strainer Pullout (RSP). 14 x 12. 125 PSI. | 415248
[5 empty] | TACO Comfort Solutions | SD160120-5 | Suction Diffusers - Rear Strainer Pullout (RSP). 16 x 12. 125 PSI. | 422755
[5 empty] | TACO Comfort Solutions | SD140140-5 | Suction Diffusers - Rear Strainer Pullout (RSP). 14 x 14. 125 PSI. | 475119
[5 empty] | TACO Comfort Solutions | SD160140-5 | Suction Diffusers - Rear Strainer Pullout (RSP). 16 x 14. 125 PSI. | 495625
[5 empty] | TACO Comfort Solutions | SD020015-5A | Suction Diffusers - Rear Strainer Pullout (RSP). 2 x 1½. 250 PSI. | 22501
[5 empty] | TACO Comfort Solutions | SD020020-5A | Suction Diffusers - Rear Strainer Pullout (RSP). 2 x 2. 250 PSI. | 22648
[5 empty] | TACO Comfort Solutions | SD025020-5A | Suction Diffusers - Rear Strainer Pullout (RSP). 2½ x 2. 250 PSI. | 24113
[5 empty] | TACO Comfort Solutions | SD030020-5A | Suction Diffusers - Rear Strainer Pullout (RSP). 3 x 2. 250 PSI. | 30045
[5 empty] | TACO Comfort Solutions | SD025025-5A | Suction Diffusers - Rear Strainer Pullout (RSP). 2½ x 2½. 250 PSI. | 38357
[5 empty] | TACO Comfort Solutions | SD030025-5A | Suction Diffusers - Rear Strainer Pullout (RSP). 3 x 2½. 250 PSI. | 41140
[5 empty] | TACO Comfort Solutions | SD040025-5A | Suction Diffusers - Rear Strainer Pullout (RSP). 4 x 2½. 250 PSI. | 47969
[5 empty] | TACO Comfort Solutions | SD030030-5A | Suction Diffusers - Rear Strainer Pullout (RSP). 3 x 3. 250 PSI. | 44582
[5 empty] | TACO Comfort Solutions | SD040030-5A | Suction Diffusers - Rear Strainer Pullout (RSP). 4 x 3. 250 PSI. | 47603
[5 empty] | TACO Comfort Solutions | SD050030-5A | Suction Diffusers - Rear Strainer Pullout (RSP). 5 x 3. 250 PSI. | 56025
[5 empty] | TACO Comfort Solutions | SD040040-5A | Suction Diffusers - Rear Strainer Pullout (RSP). 4 x 4. 250 PSI. | 59138
[5 empty] | TACO Comfort Solutions | SD050040-5A | Suction Diffusers - Rear Strainer Pullout (RSP). 5 x 4. 250 PSI. | 67194
[5 empty] | TACO Comfort Solutions | SD060040-5A | Suction Diffusers - Rear Strainer Pullout (RSP). 6 x 4. 250 PSI. | 69757
[5 empty] | TACO Comfort Solutions | SD050050-5A | Suction Diffusers - Rear Strainer Pullout (RSP). 5 x 5. 250 PSI. | 75067
[5 empty] | TACO Comfort Solutions | SD060050-5A | Suction Diffusers - Rear Strainer Pullout (RSP). 6 x 5. 250 PSI. | 79095
[5 empty] | TACO Comfort Solutions | SD080050-5A | Suction Diffusers - Rear Strainer Pullout (RSP). 8 x 5. 250 PSI. | 99784
[5 empty] | TACO Comfort Solutions | SD060060-5A | Suction Diffusers - Rear Strainer Pullout (RSP). 6 x 6. 250 PSI. | 88798
[5 empty] | TACO Comfort Solutions | SD100060-5A | Suction Diffusers - Rear Strainer Pullout (RSP). 10 x 6. 250 PSI. | 195723
[5 empty] | TACO Comfort Solutions | SD080080-5A | Suction Diffusers - Rear Strainer Pullout (RSP). 8 x 8. 250 PSI. | 171372
[5 empty] | TACO Comfort Solutions | SD100080-5A | Suction Diffusers - Rear Strainer Pullout (RSP). 10 x 8. 250 PSI. | 205793
[5 empty] | TACO Comfort Solutions | SD120080-5A | Suction Diffusers - Rear Strainer Pullout (RSP). 12 x 8. 250 PSI. | 283790
[5 empty] | TACO Comfort Solutions | SD100100-5A | Suction Diffusers - Rear Strainer Pullout (RSP). 10 x 10. 250 PSI. | 269142
[5 empty] | TACO Comfort Solutions | SD120100-5A | Suction Diffusers - Rear Strainer Pullout (RSP). 12 x 10. 250 PSI. | 335787
[5 empty] | TACO Comfort Solutions | SD140100-5A | Suction Diffusers - Rear Strainer Pullout (RSP). 14 x 10. 250 PSI. | 372405
[5 empty] | TACO Comfort Solutions | SD120120-5A | Suction Diffusers - Rear Strainer Pullout (RSP). 12 x 12. 250 PSI. | 378997
[5 empty] | TACO Comfort Solutions | SD140120-5A | Suction Diffusers - Rear Strainer Pullout (RSP). 14 x 12. 250 PSI. | 465781
[5 empty] | TACO Comfort Solutions | SD160120-5A | Suction Diffusers - Rear Strainer Pullout (RSP). 16 x 12. 250 PSI. | 499287
[5 empty] | TACO Comfort Solutions | SD140140-5A | Suction Diffusers - Rear Strainer Pullout (RSP). 14 x 14. 250 PSI. | 546890
[5 empty] | TACO Comfort Solutions | SD160140-5A | Suction Diffusers - Rear Strainer Pullout (RSP). 16 x 14. 250 PSI. | 569411

## Fire Fighting
[6 empty] | VALIDITY | VALID TILL 31/10/2026
Brand | Product Type | Size | Material | Flow
Fire Protection and Detection Systems | [5 empty] | Product Line
Product Type
[6 empty] | Size | [7 empty] | 0
[6 empty] | Material |  |  | # | Part # | Description | Qty | Unit Price | Total Price
[6 empty] | Flow |  |  | 1
2
3
[5 empty] | Brand | Part # | Description | Unit Price | 4
[5 empty] | GVI | 2"-50-G-Gyl | GVI - Fire Pump Test Meter, 4" Analog Dial - Gylcerin Filled, 2" Grooved, 25 – 100 GPM, FM Approved | 50850 | 5
[5 empty] | GVI | 2.5"-100-G-Gyl | GVI - Fire Pump Test Meter, 4" Analog Dial - Gylcerin Filled, 2-1/2" Grooved, 50 - 200 GPM, FM Approved | 50850 | 6
[5 empty] | GVI | 3"-150-G-Gyl | GVI - Fire Pump Test Meter, 4" Analog Dial - Gylcerin Filled, 3" Grooved, 75 – 300 GPM, FM Approved | 50850 | 7
[5 empty] | GVI | 3"-200-G-Gyl | GVI - Fire Pump Test Meter, 4" Analog Dial - Gylcerin Filled, 3" Grooved, 100 – 400 GPM, FM Approved | 50850 | 8
[5 empty] | GVI | 4"-250-G-Gyl | GVI - Fire Pump Test Meter, 4" Analog Dial - Gylcerin Filled, 4" Grooved, 125 – 500 GPM, FM Approved | 50850 | 9
[5 empty] | GVI | 4"-300-G-Gyl | GVI - Fire Pump Test Meter, 4" Analog Dial - Gylcerin Filled, 4" Grooved, 150 – 600 GPM, FM Approved | 50850 | 10
[5 empty] | GVI | 4"-400-G-Gyl | GVI - Fire Pump Test Meter, 4" Analog Dial - Gylcerin Filled, 4" Grooved, 200 – 800 GPM, FM Approved | 50850 | 11
[5 empty] | GVI | 4"-450-G-Gyl | GVI - Fire Pump Test Meter, 4" Analog Dial - Gylcerin Filled, 4" Grooved, 225 – 900 GPM, FM Approved | 50850 | 12
[5 empty] | GVI | 5"-450-G-Gyl | GVI - Fire Pump Test Meter, 4" Analog Dial - Gylcerin Filled, 5" Grooved, 225 – 900 GPM, FM Approved | 55390 | 13
[5 empty] | GVI | 5"-500-G-Gyl | GVI - Fire Pump Test Meter, 4" Analog Dial - Gylcerin Filled, 5" Grooved, 250 – 1000 GPM, FM Approved | 55390 | 14
[5 empty] | GVI | 5"-750-G-Gyl | GVI - Fire Pump Test Meter, 4" Analog Dial - Gylcerin Filled, 5" Grooved, 375 – 1500 GPM, FM Approved | 55390 | 15
[5 empty] | GVI | 6"-500-G-Gyl | GVI - Fire Pump Test Meter, 4" Analog Dial - Gylcerin Filled, 6" Grooved, 250 – 1000 GPM, FM Approved | 55844 | 16
[5 empty] | GVI | 6"-750-G-Gyl | GVI - Fire Pump Test Meter, 4" Analog Dial - Gylcerin Filled, 6" Grooved, 375 – 1500 GPM, FM Approved | 55844 | 17
[5 empty] | GVI | 6"-1250-G-Gyl | GVI - Fire Pump Test Meter, 4" Analog Dial - Gylcerin Filled, 6" Grooved, 625- 2500 GPM, FM Approved | 55844 | 18
[5 empty] | GVI | 6"-1000-G-Gyl | GVI - Fire Pump Test Meter, 4" Analog Dial - Gylcerin Filled, 6" Grooved, 500 – 2000 GPM, FM Approved | 55844 | 19
[5 empty] | GVI | 8"-1000-G-Gyl | GVI - Fire Pump Test Meter, 4" Analog Dial - Gylcerin Filled, 8" Grooved, 500 – 2000 GPM, FM Approved | 63903 | 20
[5 empty] | GVI | 8"-1250-G-Gyl | GVI - Fire Pump Test Meter, 4" Analog Dial - Gylcerin Filled, 8" Grooved, 625 – 2500 GPM, FM Approved | 63903 | 21
[5 empty] | GVI | 8"-1500-G-Gyl | GVI - Fire Pump Test Meter, 4" Analog Dial - Gylcerin Filled, 8" Grooved, 750 – 3000 GPM, FM Approved | 63903 | 22
[5 empty] | GVI | 8"-2000-G-Gyl | GVI - Fire Pump Test Meter, 4" Analog Dial - Gylcerin Filled, 8" Grooved, 1000 – 4000 GPM, FM Approved | 63903 | 23
[5 empty] | GVI | 8"-2500-G-Gyl | GVI - Fire Pump Test Meter, 4" Analog Dial - Gylcerin Filled, 8" Grooved, 1250 – 5000 GPM, FM Approved | 63903 | 24
[5 empty] | GVI | 8"-3000-G-Gyl | GVI - Fire Pump Test Meter, 4" Analog Dial - Gylcerin Filled, 8" Grooved, 1500 – 6000 GPM, FM Approved | 63903 | 25
[5 empty] | GVI | 10"-1500-G-Gyl | GVI - Fire Pump Test Meter, 4" Analog Dial - Gylcerin Filled, 10" Grooved, 750 – 3000 GPM, FM Approved | 86264 | 26
[5 empty] | GVI | 10"-2000-G-Gyl | GVI - Fire Pump Test Meter, 4" Analog Dial - Gylcerin Filled, 10" Grooved, 1000 – 4000 GPM, FM Approved | 86264 | 27
[5 empty] | GVI | 10"-2500-G-Gyl | GVI - Fire Pump Test Meter, 4" Analog Dial - Gylcerin Filled, 10" Grooved, 1250 – 5000 GPM, FM Approved | 86264 | 28
[5 empty] | GVI | 10"-3000-G-Gyl | GVI - Fire Pump Test Meter, 4" Analog Dial - Gylcerin Filled, 10" Grooved, 1500 – 6000 GPM, FM Approved | 86264 | 29
[5 empty] | GVI | 10"-3500-G-Gyl | GVI - Fire Pump Test Meter, 4" Analog Dial - Gylcerin Filled, 10" Grooved, 1750 – 7000 GPM, FM Approved | 86264 | 30
[5 empty] | GVI | 10"-4000-G-Gyl | GVI - Fire Pump Test Meter, 4" Analog Dial - Gylcerin Filled, 10" Grooved, 2000 – 8000 GPM, FM Approved | 86264 | 31
[5 empty] | GVI | 10"-4500-G-Gyl | GVI - Fire Pump Test Meter, 4" Analog Dial - Gylcerin Filled, 10" Grooved, 2250 – 9000 GPM, FM Approved | 86264 | 32
[5 empty] | GVI | 12"-2000-G-Gyl | GVI - Fire Pump Test Meter, 4" Analog Dial - Gylcerin Filled, 12" Grooved, 1000 – 4000 GPM, FM Approved | 111008 | 33
[5 empty] | GVI | 12"-2500-G-Gyl | GVI - Fire Pump Test Meter, 4" Analog Dial - Gylcerin Filled, 12" Grooved, 1250– 5000 GPM, FM Approved | 111008 | 34
[5 empty] | GVI | 12"-3000-G-Gyl | GVI - Fire Pump Test Meter, 4" Analog Dial - Gylcerin Filled, 12" Grooved, 1500 – 6000 GPM, FM Approved | 111008 | 35
[5 empty] | GVI | 12"-3500-G-Gyl | GVI - Fire Pump Test Meter, 4" Analog Dial - Gylcerin Filled, 12" Grooved, 1750 – 7000 GPM, FM Approved | 111008 | 36
[5 empty] | GVI | 12"-4000-G-Gyl | GVI - Fire Pump Test Meter, 4" Analog Dial - Gylcerin Filled, 12" Grooved, 2000 – 8000 GPM, FM Approved | 111008 | 37
[5 empty] | GVI | 12"-4500-G-Gyl | GVI - Fire Pump Test Meter, 4" Analog Dial - Gylcerin Filled, 12" Grooved, 2250 - 9000 GPM, FM Approved | 111008 | 38
[5 empty] | GVI | 12"-5000-G-Gyl | GVI - Fire Pump Test Meter, 4" Analog Dial - Gylcerin Filled, 12" Grooved, 2500 - 10000 GPM, FM Approved | 111008 | 39
[5 empty] | GVI | 2"-50-F-Gyl | GVI - Fire Pump Test Meter, 4" Analog Dial - Gylcerin Filled, 2" Class 150 Flanged, 25 – 100 GPM, FM Approved | 73211 | 40
[5 empty] | GVI | 2.5"-100-F-Gyl | GVI - Fire Pump Test Meter, 4" Analog Dial - Gylcerin Filled, 2-1/2" Class 150 Flanged, 50 - 200 GPM, FM Approved | 73211 | 41
[5 empty] | GVI | 3"-150-F-Gyl | GVI - Fire Pump Test Meter, 4" Analog Dial - Gylcerin Filled, 3" Class 150 Flanged, 75 – 300 GPM, FM Approved | 73211 | 42
[5 empty] | GVI | 3"-200-F-Gyl | GVI - Fire Pump Test Meter, 4" Analog Dial - Gylcerin Filled, 3" Class 150 Flanged, 100 – 400 GPM, FM Approved | 73211 | 43
[5 empty] | GVI | 4"-250-F-Gyl | GVI - Fire Pump Test Meter, 4" Analog Dial - Gylcerin Filled, 4" Class 150 Flanged, 125 – 500 GPM, FM Approved | 73211 | 44
[5 empty] | GVI | 4"-300-F-Gyl | GVI - Fire Pump Test Meter, 4" Analog Dial - Gylcerin Filled, 4" Class 150 Flanged, 150 – 600 GPM, FM Approved | 73211 | 45
[5 empty] | GVI | 4"-400-F-Gyl | GVI - Fire Pump Test Meter, 4" Analog Dial - Gylcerin Filled, 4" Class 150 Flanged, 200 – 800 GPM, FM Approved | 73211 | 46
[5 empty] | GVI | 4"-450-F-Gyl | GVI - Fire Pump Test Meter, 4" Analog Dial - Gylcerin Filled, 4" Class 150 Flanged, 225 – 900 GPM, FM Approved | 73211 | 47
[5 empty] | GVI | 5"-450-F-Gyl | GVI - Fire Pump Test Meter, 4" Analog Dial - Gylcerin Filled, 5" Class 150 Flanged, 225 – 900 GPM, FM Approved | 81610 | 48
[5 empty] | GVI | 5"-500-F-Gyl | GVI - Fire Pump Test Meter, 4" Analog Dial - Gylcerin Filled, 5" Class 150 Flanged, 250 – 1000 GPM, FM Approved | 81610 | 49
[5 empty] | GVI | 5"-750-F-Gyl | GVI - Fire Pump Test Meter, 4" Analog Dial - Gylcerin Filled, 5" Class 150 Flanged, 375 – 1500 GPM, FM Approved | 81610 | 50
[5 empty] | GVI | 6"-500-F-Gyl | GVI - Fire Pump Test Meter, 4" Analog Dial - Gylcerin Filled, 6" Class 150 Flanged, 250 – 1000 GPM, FM Approved | 87058 | 51
[5 empty] | GVI | 6"-750-F-Gyl | GVI - Fire Pump Test Meter, 4" Analog Dial - Gylcerin Filled, 6" Class 150 Flanged, 375 – 1500 GPM, FM Approved | 87058 | 52
[5 empty] | GVI | 6"-1000-F-Gyl | GVI - Fire Pump Test Meter, 4" Analog Dial - Gylcerin Filled, 6" Class 150 Flanged, 500 – 2000 GPM, FM Approved | 87058 | 53
[5 empty] | GVI | 6"-1250-F-Gyl | GVI - Fire Pump Test Meter, 4" Analog Dial - Gylcerin Filled, 6" Class 150 Flanged, 625- 2500 GPM, FM Approved | 87058 | 54
[5 empty] | GVI | 8"-1000-F-Gyl | GVI - Fire Pump Test Meter, 4" Analog Dial - Gylcerin Filled, 8" Class 150 Flanged, 500 – 2000 GPM, FM Approved | 103063 | 55
[5 empty] | GVI | 8"-1250-F-Gyl | GVI - Fire Pump Test Meter, 4" Analog Dial - Gylcerin Filled, 8" Class 150 Flanged, 625 – 2500 GPM, FM Approved | 103063 | 56
[5 empty] | GVI | 8"-1500-F-Gyl | GVI - Fire Pump Test Meter, 4" Analog Dial - Gylcerin Filled, 8" Class 150 Flanged, 750 – 3000 GPM, FM Approved | 103063 | 57
[5 empty] | GVI | 8"-2000-F-Gyl | GVI - Fire Pump Test Meter, 4" Analog Dial - Gylcerin Filled, 8" Class 150 Flanged, 1000 – 4000 GPM, FM Approved | 103063 | 58
[5 empty] | GVI | 8"-2500-F-Gyl | GVI - Fire Pump Test Meter, 4" Analog Dial - Gylcerin Filled, 8" Class 150 Flanged, 1250 – 5000 GPM, FM Approved | 103063 | 59
[5 empty] | GVI | 8"-3000-F-Gyl | GVI - Fire Pump Test Meter, 4" Analog Dial - Gylcerin Filled, 8" Class 150 Flanged, 1500 – 6000 GPM, FM Approved | 103063 | 60
[5 empty] | GVI | 10"-1500-F-Gyl | GVI - Fire Pump Test Meter, 4" Analog Dial - Gylcerin Filled, 10" Class 150 Flanged, 750 – 3000 GPM, FM Approved | 131780 | 61
[5 empty] | GVI | 10"-2000-F-Gyl | GVI - Fire Pump Test Meter, 4" Analog Dial - Gylcerin Filled, 10" Class 150 Flanged, 1000 – 4000 GPM, FM Approved | 131780 | 62
[5 empty] | GVI | 10"-2500-F-Gyl | GVI - Fire Pump Test Meter, 4" Analog Dial - Gylcerin Filled, 10" Class 150 Flanged, 1250 – 5000 GPM, FM Approved | 131780 | 63
[5 empty] | GVI | 10"-3000-F-Gyl | GVI - Fire Pump Test Meter, 4" Analog Dial - Gylcerin Filled, 10" Class 150 Flanged, 1500 – 6000 GPM, FM Approved | 131780 | 64
[5 empty] | GVI | 10"-3500-F-Gyl | GVI - Fire Pump Test Meter, 4" Analog Dial - Gylcerin Filled, 10" Class 150 Flanged, 1750 – 7000 GPM, FM Approved | 131780 | 65
[5 empty] | GVI | 10"-4000-F-Gyl | GVI - Fire Pump Test Meter, 4" Analog Dial - Gylcerin Filled, 10" Class 150 Flanged, 2000 – 8000 GPM, FM Approved | 131780 | 66
[5 empty] | GVI | 10"-4500-F-Gyl | GVI - Fire Pump Test Meter, 4" Analog Dial - Gylcerin Filled, 10" Class 150 Flanged, 2250 – 9000 GPM, FM Approved | 131780 | 67
[5 empty] | GVI | 12"-2000-F-Gyl | GVI - Fire Pump Test Meter, 4" Analog Dial - Gylcerin Filled, 12" Class 150 Flanged, 1000 – 4000 GPM, FM Approved | 174458 | 68
[5 empty] | GVI | 12"-2500-F-Gyl | GVI - Fire Pump Test Meter, 4" Analog Dial - Gylcerin Filled, 12" Class 150 Flanged, 1250– 5000 GPM, FM Approved | 174458 | 69
[5 empty] | GVI | 12"-3000-F-Gyl | GVI - Fire Pump Test Meter, 4" Analog Dial - Gylcerin Filled, 12" Class 150 Flanged, 1500 – 6000 GPM, FM Approved | 174458 | 70
[5 empty] | GVI | 12"-3500-F-Gyl | GVI - Fire Pump Test Meter, 4" Analog Dial - Gylcerin Filled, 12" Class 150 Flanged, 1750 – 7000 GPM, FM Approved | 174458 | 71
[5 empty] | GVI | 12"-4000-F-Gyl | GVI - Fire Pump Test Meter, 4" Analog Dial - Gylcerin Filled, 12" Class 150 Flanged, 2000 – 8000 GPM, FM Approved | 174458 | 72
[5 empty] | GVI | 12"-4500-F-Gyl | GVI - Fire Pump Test Meter, 4" Analog Dial - Gylcerin Filled, 12" Class 150 Flanged, 2250 - 9000 GPM, FM Approved | 174458 | 73
[5 empty] | GVI | 12"-5000-F-Gyl | GVI - Fire Pump Test Meter, 4" Analog Dial - Gylcerin Filled, 12" Class 150 Flanged, 2500 - 10000 GPM, FM Approved | 174458 | 74
[5 empty] | GVI | 2"-50-T-Gyl | GVI - Fire Pump Test Meter, 4" Analog Dial - Gylcerin Filled, 2" Class 300 Threaded, 25 – 100 GPM, FM Approved | 88307 | 75
[5 empty] | GVI | 2.5"-100-F3-Gyl | GVI - Fire Pump Test Meter, 4" Analog Dial - Gylcerin Filled, 2-1/2" Class 300 Flanged, 50 - 200 GPM, FM Approved | 88307 | 76
[5 empty] | GVI | 3"-150-F3-Gyl | GVI - Fire Pump Test Meter, 4" Analog Dial - Gylcerin Filled, 3" Class 300 Flanged, 75 – 300 GPM, FM Approved | 88307 | 77
[5 empty] | GVI | 3"-200-F3-Gyl | GVI - Fire Pump Test Meter, 4" Analog Dial - Gylcerin Filled, 3" Class 300 Flanged, 100 – 400 GPM, FM Approved | 88307 | 78
[5 empty] | GVI | 4"-250-F3-Gyl | GVI - Fire Pump Test Meter, 4" Analog Dial - Gylcerin Filled, 4" Class 300 Flanged, 125 – 500 GPM, FM Approved | 88307 | 79
[5 empty] | GVI | 4"-300-F3-Gyl | GVI - Fire Pump Test Meter, 4" Analog Dial - Gylcerin Filled, 4" Class 300 Flanged, 150 – 600 GPM, FM Approved | 88307 | 80
[5 empty] | GVI | 4"-400-F3-Gyl | GVI - Fire Pump Test Meter, 4" Analog Dial - Gylcerin Filled, 4" Class 300 Flanged, 200 – 800 GPM, FM Approved | 88307 | 81
[5 empty] | GVI | 4"-450-F3-Gyl | GVI - Fire Pump Test Meter, 4" Analog Dial - Gylcerin Filled, 4" Class 300 Flanged, 225 – 900 GPM, FM Approved | 88307 | 82
[5 empty] | GVI | 5"-450-F3-Gyl | GVI - Fire Pump Test Meter, 4" Analog Dial - Gylcerin Filled, 5" Class 300 Flanged, 225 – 900 GPM, FM Approved | 99203 | 83
[5 empty] | GVI | 5"-500-F3-Gyl | GVI - Fire Pump Test Meter, 4" Analog Dial - Gylcerin Filled, 5" Class 300 Flanged, 250 – 1000 GPM, FM Approved | 99203 | 84
[5 empty] | GVI | 5"-750-F3-Gyl | GVI - Fire Pump Test Meter, 4" Analog Dial - Gylcerin Filled, 5" Class 300 Flanged, 375 – 1500 GPM, FM Approved | 99203 | 85
[5 empty] | GVI | 6"-500-F3-Gyl | GVI - Fire Pump Test Meter, 4" Analog Dial - Gylcerin Filled, 6" Class 300 Flanged, 250 – 1000 GPM, FM Approved | 102495 | 86
[5 empty] | GVI | 6"-750-F3-Gyl | GVI - Fire Pump Test Meter, 4" Analog Dial - Gylcerin Filled, 6" Class 300 Flanged, 375 – 1500 GPM, FM Approved | 102495 | 87
[5 empty] | GVI | 6"-1000-F3-Gyl | GVI - Fire Pump Test Meter, 4" Analog Dial - Gylcerin Filled, 6" Class 300 Flanged, 500 – 2000 GPM, FM Approved | 102495 | 88
[5 empty] | GVI | 6"-1250-F3-Gyl | GVI - Fire Pump Test Meter, 4" Analog Dial - Gylcerin Filled, 6" Class 300 Flanged, 625- 2500 GPM, FM Approved | 102495 | 89
[5 empty] | GVI | 8"-1000-F3-Gyl | GVI - Fire Pump Test Meter, 4" Analog Dial - Gylcerin Filled, 8" Class 300 Flanged, 500 – 2000 GPM, FM Approved | 130644 | 90
[5 empty] | GVI | 8"-1250-F3-Gyl | GVI - Fire Pump Test Meter, 4" Analog Dial - Gylcerin Filled, 8" Class 300 Flanged, 625 – 2500 GPM, FM Approved | 130644 | 91
[5 empty] | GVI | 8"-1500-F3-Gyl | GVI - Fire Pump Test Meter, 4" Analog Dial - Gylcerin Filled, 8" Class 300 Flanged, 750 – 3000 GPM, FM Approved | 130644 | 92
[5 empty] | GVI | 8"-2000-F3-Gyl | GVI - Fire Pump Test Meter, 4" Analog Dial - Gylcerin Filled, 8" Class 300 Flanged, 1000 – 4000 GPM, FM Approved | 130644 | 93
[5 empty] | GVI | 8"-2500-F3-Gyl | GVI - Fire Pump Test Meter, 4" Analog Dial - Gylcerin Filled, 8" Class 300 Flanged, 1250 – 5000 GPM, FM Approved | 130644 | 94
[5 empty] | GVI | 8"-3000-F3-Gyl | GVI - Fire Pump Test Meter, 4" Analog Dial - Gylcerin Filled, 8" Class 300 Flanged, 1500 – 6000 GPM, FM Approved | 130644 | 95
[5 empty] | GVI | 10"-1500-F3-Gyl | GVI - Fire Pump Test Meter, 4" Analog Dial - Gylcerin Filled, 10" Class 300 Flanged, 750 – 3000 GPM, FM Approved | 172528 | 96
[5 empty] | GVI | 10"-2000-F3-Gyl | GVI - Fire Pump Test Meter, 4" Analog Dial - Gylcerin Filled, 10" Class 300 Flanged, 1000 – 4000 GPM, FM Approved | 172528 | 97
[5 empty] | GVI | 10"-2500-F3-Gyl | GVI - Fire Pump Test Meter, 4" Analog Dial - Gylcerin Filled, 10" Class 300 Flanged, 1250 – 5000 GPM, FM Approved | 172528 | 98
[5 empty] | GVI | 10"-3000-F3-Gyl | GVI - Fire Pump Test Meter, 4" Analog Dial - Gylcerin Filled, 10" Class 300 Flanged, 1500 – 6000 GPM, FM Approved | 172528 | 99
[5 empty] | GVI | 10"-3500-F3-Gyl | GVI - Fire Pump Test Meter, 4" Analog Dial - Gylcerin Filled, 10" Class 300 Flanged, 1750 – 7000 GPM, FM Approved | 172528 | 100
[5 empty] | GVI | 10"-4000-F3-Gyl | GVI - Fire Pump Test Meter, 4" Analog Dial - Gylcerin Filled, 10" Class 300 Flanged, 2000 – 8000 GPM, FM Approved | 172528 |  |  | Total Price Excluding 14% Vat |  |  | 0
[5 empty] | GVI | 10"-4500-F3-Gyl | GVI - Fire Pump Test Meter, 4" Analog Dial - Gylcerin Filled, 10" Class 300 Flanged, 2250 – 9000 GPM, FM Approved | 172528
[5 empty] | GVI | 12"-2000-F3-Gyl | GVI - Fire Pump Test Meter, 4" Analog Dial - Gylcerin Filled, 12" Class 300 Flanged, 1000 – 4000 GPM, FM Approved | 208963
[5 empty] | GVI | 12"-2500-F3-Gyl | GVI - Fire Pump Test Meter, 4" Analog Dial - Gylcerin Filled, 12" Class 300 Flanged, 1250– 5000 GPM, FM Approved | 208963
[5 empty] | GVI | 12"-3000-F3-Gyl | GVI - Fire Pump Test Meter, 4" Analog Dial - Gylcerin Filled, 12" Class 300 Flanged, 1500 – 6000 GPM, FM Approved | 208963
[5 empty] | GVI | 12"-3500-F3-Gyl | GVI - Fire Pump Test Meter, 4" Analog Dial - Gylcerin Filled, 12" Class 300 Flanged, 1750 – 7000 GPM, FM Approved | 208963
[5 empty] | GVI | 12"-4000-F3-Gyl | GVI - Fire Pump Test Meter, 4" Analog Dial - Gylcerin Filled, 12" Class 300 Flanged, 2000 – 8000 GPM, FM Approved | 208963
[5 empty] | GVI | 12"-4500-F3-Gyl | GVI - Fire Pump Test Meter, 4" Analog Dial - Gylcerin Filled, 12" Class 300 Flanged, 2250 - 9000 GPM, FM Approved | 208963
[5 empty] | GVI | 12"-5000-F3-Gyl | GVI - Fire Pump Test Meter, 4" Analog Dial - Gylcerin Filled, 12" Class 300 Flanged, 2500 - 10000 GPM, FM Approved | 208963
[5 empty] | Komtes Group | GA111121 | PENDENT SPRINKLER 1/2" 68ºC K80 STANDARD RESP BRASS FM/UL/CE | 270
[5 empty] | Komtes Group | GA111122 | PENDENT SPRINKLER 1/2" 68ºC K80 STANDARD RESP CHROME FM/UL/CE | 332
[5 empty] | Komtes Group | GA111123 | PENDENT SPRINKLER 1/2" 68ºC K80 STANDARD RESP WHITE FM/UL/CE | 386
[5 empty] | Komtes Group | GA121221 | PENDENT SPRINKLER 1/2" 68ºC K80 QUICK RESP BRASS FM/UL/CE | 265
[5 empty] | Komtes Group | GA121222 | PENDENT SPRINKLER 1/2" 68ºC K80 QUICK RESP CHROME FM/UL/CE | 386
[5 empty] | Komtes Group | GA121223 | PENDENT SPRINKLER 1/2" 68ºC K80 QUICK RESP WHITE FM/UL/CE | 472
[5 empty] | Komtes Group | GA815621 | PENDENT SPRINKLER 3/4" 68ºC K115 STANDARD RESP BRASS FM/UL/CE | 363
[5 empty] | Komtes Group | GA815622 | PENDENT SPRINKLER 3/4" 68ºC K115 STANDARD RESP CHROME FM/UL/CE | 440
[5 empty] | Komtes Group | GA815623 | PENDENT SPRINKLER 3/4" 68ºC K115 STANDARD RESP WHITE FM/UL/CE | 461
[5 empty] | Komtes Group | GA810621 | PENDENT SPRINKLER 3/4" 68ºC K115 QUICK RESP BRASS FM/UL/CE | 348
[5 empty] | Komtes Group | GA810622 | PENDENT SPRINKLER 3/4" 68ºC K115 QUICK RESP CHROME FM/UL/CE | 515
[5 empty] | Komtes Group | GA810623 | PENDENT SPRINKLER 3/4" 68ºC K115 QUICK RESP WHITE FM/UL/CE | 547
[5 empty] | Komtes Group | GA566121 | UPRIGHT SPRINKLER 1/2" 68ºC K80 STANDARD RESP BRASS FM/UL/CE | 270
[5 empty] | Komtes Group | GA566122 | UPRIGHT SPRINKLER 1/2" 68ºC K80 STANDARD RESP CHROME FM/UL/CE | 332
[5 empty] | Komtes Group | GA561521 | UPRIGHT SPRINKLER 1/2" 68ºC K80 QUICK RESP BRASS FM/UL/CE | 265
[5 empty] | Komtes Group | GA561522 | UPRIGHT SPRINKLER 1/2" 68ºC K80 QUICK RESP CHROME FM/UL/CE | 390
[5 empty] | Komtes Group | GA816421 | UPRIGHT SPRINKLER 3/4" 68ºC K115 STANDARD RESP BRASS FM/UL/CE | 365
[5 empty] | Komtes Group | GA816422 | UPRIGHT SPRINKLER 3/4" 68ºC K115 STANDARD RESP CHROME FM/UL/CE | 440
[5 empty] | Komtes Group | GA811821 | UPRIGHT SPRINKLER 3/4" 68ºC K115 QUICK RESP BRASS FM/UL/CE | 350
[5 empty] | Komtes Group | GA811822 | UPRIGHT SPRINKLER 3/4" 68ºC K115 QUICK RESP CHROME FM/UL/CE | 515
[5 empty] | Komtes Group | GA567021 | HSW SPRINKLER 1/2" 68ºC K80 STANDARD RESP BRASS FM/UL/CE | 446
[5 empty] | Komtes Group | GA567022 | HSW SPRINKLER 1/2" 68ºC K80 STANDARD RESP CHROME FM/UL/CE | 494
[5 empty] | Komtes Group | GA567023 | HSW SPRINKLER 1/2" 68ºC K80 STANDARD RESP WHITE FM/UL/CE | 637
[5 empty] | Komtes Group | GA562621 | HSW SPRINKLER 1/2" 68ºC K80 QUICK RESP BRASS UL/FM/CE | 411
[5 empty] | Komtes Group | GA562622 | HSW SPRINKLER 1/2" 68ºC K80 QUICK RESP CHROME UL/FM/CE | 534
[5 empty] | Komtes Group | GA562623 | HSW SPRINKLER 1/2" 68ºC K80 QUICK RESP WHITE UL/FM/CE | 602
[5 empty] | Komtes Group | GA817121 | HSW SPRINKLER 3/4" 68ºC K115 STANDARD RESP BRASS UL | 570
[5 empty] | Komtes Group | GA817122 | HSW SPRINKLER 3/4" 68ºC K115 STANDARD RESP CHROME UL | 595
[5 empty] | Komtes Group | GA817123 | HSW SPRINKLER 3/4" 68ºC K115 STANDARD RESP WHITE UL | 654
[5 empty] | Komtes Group | GA812721 | HSW SPRINKLER 3/4" 68ºC K115 QUICK RESP BRASS UL | 729
[5 empty] | Komtes Group | GA812722 | HSW SPRINKLER 3/4" 68ºC K115 QUICK RESP CHROME UL | 783
[5 empty] | Komtes Group | GA812723 | HSW SPRINKLER 3/4" 68ºC K115 QUICK RESP WHITE UL | 794
[5 empty] | Komtes Group | GA565421 | PENDENT CONCEALED SPRINKLER 1/2" 68ºC K80 STANDARD RESP BRASS UL CE | 547
[5 empty] | Komtes Group | GA560421 | PENDENT CONCEALED SPRINKLER 1/2" 68ºC K80 QUICK RESP BRASS UL CE | 569
[5 empty] | Komtes Group | 35300038 | 3 STEPS ADJUSTMENT FLAT COVERPLATE GA WHITE RAL 9003 (MATTE) 57ºC P/N CGA3P300 | 368
[5 empty] | Komtes Group | GA116121 | PENDENT CONCEALED SPRINKLER 1/2" 68ºC K80 STANDARD RESP BRASS UL/FM/CE | 828
[5 empty] | Komtes Group | GA126121 | PENDENT CONCEALED SPRINKLER 1/2" 68ºC K80 QUICK RESP BRASS UL/FM/CE | 829
[5 empty] | Komtes Group | GA117121 | SIDEWALL CONCEALED SPRINKLER 1/2" 68ºC K80 STANDARD RESP BRASS UL/FM/CE | 2031
[5 empty] | Komtes Group | GA127121 | SIDEWALL CONCEALED SPRINKLER 1/2" 68ºC K80 QUICK RESP BRASS UL/FM/CE | 2159
[5 empty] | Komtes Group | GA131121 | PENDENT SPRINKLER EXT CV 1/2" 68ºC K80 QUICK RESP BRASS UL/FM | 600
[5 empty] | Komtes Group | GA131122 | PENDENT SPRINKLER EXT CV 1/2" 68ºC K80 QUICK RESP CHROME UL/FM | 644
[5 empty] | Komtes Group | GA131123 | PENDENT SPRINKLER EXT CV 1/2" 68ºC K80 QUICK RESP WHITE UL/FM | 687
[5 empty] | Komtes Group | GA810921 | PENDENT SPRINKLER EXT CV 3/4" 68ºC K115 QUICK RESP BRASS UL | 689
[5 empty] | Komtes Group | GA810922 | PENDENT SPRINKLER EXT CV 3/4" 68ºC K115 QUICK RESP CHROME UL | 751
[5 empty] | Komtes Group | GA810923 | PENDENT SPRINKLER EXT CV 3/4" 68ºC K115 QUICK RESP WHITE UL | 810
[5 empty] | Komtes Group | GA111221 | PENDENT SPRINKLER EXT CV 3/4" 68ºC K160 QUICK RESP BRASS UL | 864
[5 empty] | Komtes Group | GA111222 | PENDENT SPRINKLER EXT CV 3/4" 68ºC K160 QUICK RESP CHROME UL | 895
[5 empty] | Komtes Group | GA111223 | PENDENT SPRINKLER EXT CV 3/4" 68ºC K160 QUICK RESP WHITE UL | 987
[5 empty] | Komtes Group | GA562821 | HSW SPRINKLER EXT CV 1/2" 68ºC K80 QUICK RESP BRASS UL | 613
[5 empty] | Komtes Group | GA562822 | HSW SPRINKLER EXT CV 1/2" 68ºC K80 QUICK RESP CHROME UL | 662
[5 empty] | Komtes Group | GA562823 | HSW SPRINKLER EXT CV 1/2" 68ºC K80 QUICK RESP WHITE UL | 695
[5 empty] | Komtes Group | GA812921 | HSW SPRINKLER 3/4" EXT CV 68ºC K115 QUICK RESP BRASS UL | 590
[5 empty] | Komtes Group | GA812922 | HSW SPRINKLER 3/4" EXT CV 68ºC K115 QUICK RESP CHROME UL | 627
[5 empty] | Komtes Group | GA812923 | HSW SPRINKLER 3/4" EXT CV 68ºC K115 QUICK RESP WHITE UL | 667
[5 empty] | Komtes Group | GA136121 | PENDENT CONCEALED SPRINKLER EXTENDED COVERAGE 1/2" 68ºC K80 QUICK RESP BRASS UL | 1064
[5 empty] | Komtes Group | 35300094 | FLAT THREADED ADJUSTMENT COVERPLATE FOR CONCEALED PENDENT MODEL CGARO304 WHITE 57ºC | 306
[5 empty] | Komtes Group | GA810421 | PENDENT CONCEALED SPRINKLER EXT CV 3/4" 68ºC K115 QUICK RESP BRASS UL | 978
[5 empty] | Komtes Group | GA561321 | HSW CONCEALED SPRINKLER EXT CV 1/2" 68ºC K80 QUICK RESP BRASS UL | 877
[5 empty] | Komtes Group | GA811321 | HSW CONCEALED SPRINKLER EXT CV 3/4" 68ºC K115 QUICK BRASS UL | 921
[5 empty] | Komtes Group | 35300040 | THREADED ADJUSTMENT DOME COVERPLATE FOR CONCEALED PENDENT GA SPK WH 57ºC | 440
[5 empty] | Komtes Group | A009105 | 1 PIECE SEMI-FLAT 1/2" ESTUCHEON WHITE P/N EMB1P1540 | 94
[5 empty] | Komtes Group | A002316 | 1 PIECE SEMI-FLAT 1/2" ESTUCHEON CHROME P/N EMB1P1520 | 94
[5 empty] | Komtes Group | A009106 | 2 PIECES RECESSED 1/2" ESTUCHEON WHITE P/N EMB2P1540 | 98
[5 empty] | Komtes Group | A002331 | 2 PIECES RECESSED 1/2" ESTUCHEON CHROME P/N EMB2P1520 | 81
[5 empty] | Komtes Group | A009038 | 1 PIECE SEMI-FLAT 3/4" ESTUCHEON WHITE P/N EMB1P1540 | 94
[5 empty] | Komtes Group | A002317 | 1 PIECE SEMI-FLAT 3/4" ESTUCHEON CHROME P/N EMB1P1520 | 94
[5 empty] | Komtes Group | A009039 | 2 PIECES RECESSED 3/4" ESTUCHEON WHITE P/N EMB2P1540 | 98
[5 empty] | Komtes Group | A002334 | 2 PIECES RECESSED 3/4" ESTUCHEON CHROME P/N EMB2P1520 | 81
[5 empty] | Komtes Group | A006060 | ZINC PLATED WATER SHIELD FOR INTERMEDIATE LEVEL PENDENT 1/2" SPK | 64
[5 empty] | Komtes Group | A002489 | ZINC PLATED WATER SHIELD FOR INTERMEDIATE LEVEL PENDENT 3/4" SPK | 64
[5 empty] | Komtes Group | A004529 | 1 PIECE CHROME PLATED SPRINKLER GUARD | 150
[5 empty] | Komtes Group | A004531 | 1 PIECE CHROME SPRINKLER GUARD WITH WATER SHIELD FOR UPRIGHT IN-RACK SPR | 207
[5 empty] | Komtes Group | A001322 | FLEXIBLE CONNECTOR 700mm 1/2" - UL | 935
[5 empty] | Komtes Group | A001309 | FLEXIBLE CONNECTOR 1.000mm 1/2" - UL | 1045
[5 empty] | Komtes Group | A001311 | FLEXIBLE CONNECTOR 1.200mm 1/2" - UL | 1098
[5 empty] | Komtes Group | A001313 | FLEXIBLE CONNECTOR 1.500mm 1/2" - UL | 1200
[5 empty] | Komtes Group | A001327 | LONG SIDE BRACKET FOR FLEXIBLE CONNECTOR MODEL SBA105 | 130
[5 empty] | Komtes Group | A006170 | 3/4" REDUCER OUTLET | 175
[5 empty] | Komtes Group | A005290 | FULLY ASEEMBLED WET ALARM FLANGED/FLANGED 3" VERTICAL VARIABLE RETARD UP UL/FM 175psi H2 | 57370
[5 empty] | Komtes Group | A005094 | FULLY ASEEMBLED WET ALARM FLANGED/FLANGED 4" VERTICAL VARIABLE RETARD UP UL/FM 175psi H2 | 66737
[5 empty] | Komtes Group | A005146 | FULLY ASEEMBLED WET ALARM FLANGED/FLANGED 6" VERTICAL VARIABLE RETARD UP UL/FM 175psi H2 | 73176
[5 empty] | Komtes Group | A005263 | FULLY ASEEMBLED WET ALARM FLANGED/FLANGED 8" VERTICAL VARIABLE RETARD UP UL/FM 175psi H2 | 86055
[5 empty] | Komtes Group | A005292 | FULLY ASEEMBLED WET ALARM GROOVE/GROOVE 3" VERTICAL VARIABLE RETARD UP UL/FM 175psi H2 | 57370
[5 empty] | Komtes Group | A005113 | FULLY ASEEMBLED WET ALARM GROOVE/GROOVE 4" VERTICAL VARIABLE RETARD UP UL/FM 175psi H2 | 66737
[5 empty] | Komtes Group | A005158 | FULLY ASEEMBLED WET ALARM GROOVE/GROOVE 6" VERTICAL VARIABLE RETARD UP UL/FM 175psi H2 | 73176
[5 empty] | Komtes Group | A005267 | FULLY ASEEMBLED WET ALARM GROOVE/GROOVE 8" VERTICAL VARIABLE RETARD UP UL/FM 175psi H2 | 86055
[5 empty] | Komtes Group | A005294 | FULLY ASEEMBLED WET ALARM FLANGED/GROOVE 3" VERTICAL VARIABLE RETARD UP UL/FM 175psi H2 | 57370
[5 empty] | Komtes Group | A005121 | FULLY ASEEMBLED WET ALARM FLANGED/GROOVE 4" VERTICAL VARIABLE RETARD UP UL/FM 175psi H2 | 66737
[5 empty] | Komtes Group | A005151 | FULLY ASEEMBLED WET ALARM FLANGED/GROOVE 6" VERTICAL VARIABLE RETARD UP UL/FM 175psi H2 | 73176
[5 empty] | Komtes Group | A005262 | FULLY ASEEMBLED WET ALARM FLANGED/GROOVE 8" VERTICAL VARIABLE RETARD UP UL/FM 175psi H2 | 86055
[5 empty] | Komtes Group | A005949 | WATER MOTOR + GONG UL/FM | 15433
[5 empty] | Komtes Group | 35400110 | FULLY ASSEMBLED RISER CHECK 2" + VALVE 2" | 22747
[5 empty] | Komtes Group | 35400111 | FULLY ASSEMBLED RISER CHECK 2,5" + VALVE 2,5" | 24429
[5 empty] | Komtes Group | 35400112 | FULLY ASSEMBLED RISER CHECK 3" + VALVE 3" | 25330
[5 empty] | Komtes Group | 35400113 | FULLY ASSEMBLED RISER CHECK 4" + VALVE 4" | 27823
[5 empty] | Komtes Group | 35400114 | FULLY ASSEMBLED RISER CHECK 6" + VALVE 6" | 44942
[5 empty] | Komtes Group | 35400115 | FULLY ASSEMBLED RISER CHECK 8" + VALVE 8" | 70803
[5 empty] | Komtes Group | A005928 | TEST & DRAIN VALVE THREADED 1" K80 FM&UL A61 | 12484
[5 empty] | Komtes Group | A005929 | TEST & DRAIN VALVE THREADED 1" K115 (8.0) FM&UL A61 | 12484
[5 empty] | Komtes Group | A005933 | TEST & DRAIN VALVE THREADED 1.25" K80 FM&UL A61 | 13595
[5 empty] | Komtes Group | A005926 | TEST & DRAIN VALVE THREADED 1.25" K115 FM&UL A61 | 13595
[5 empty] | Komtes Group | A005934 | TEST & DRAIN VALVE THREADED 1.25" K160 FM&UL A61 | 13595
[5 empty] | Komtes Group | A008614 | TEST & DRAIN VALVE THREADED 1.25" K200 FM&UL A61 | 13595
[5 empty] | Komtes Group | A005940 | TEST & DRAIN VALVE THREADED 2" K80 FM&UL A61 | 19160
[5 empty] | Komtes Group | A005941 | TEST & DRAIN VALVE THREADED 2" K115 FM&UL A61 | 19160
[5 empty] | Komtes Group | A005942 | TEST & DRAIN VALVE THREADED 2" K160 FM&UL A61 | 19160
[5 empty] | Komtes Group | A005943 | TEST & DRAIN VALVE THREADED 2" K200 FM&UL A61 | 19160
[5 empty] | Komtes Group | A008616 | TEST & DRAIN VALVE THREADED 2" K245 FM&UL A61 | 19160
[5 empty] | Komtes Group | A006548 | TEST & DRAIN VALVE THREADED 2" K320 FM&UL A61 | 19160
[5 empty] | Komtes Group | A006549 | TEST & DRAIN VALVE THREADED 2" K360 FM&UL A61 | 19160
[5 empty] | Komtes Group | A004562 | WATER/AIR GAUGE 3.5" DIA. 1/4"ABS, 0-300 PSI/KPA UL/FM | 1889
[5 empty] | Komtes Group | 35900209 | BUTTERFLY VALVE 2" WAFER UL/FM 300psi VMW-300-S | 9015
[5 empty] | Komtes Group | 35900210 | BUTTERFLY VALVE 2,5" WAFER UL/FM 300psi VMW-300-S | 9366
[5 empty] | Komtes Group | 35900211 | BUTTERFLY VALVE 3" WAFER UL/FM 300psi VMW-300-S | 9834
[5 empty] | Komtes Group | 35900212 | BUTTERFLY VALVE 4" WAFER UL/FM 300psi VMW-300-S | 11239
[5 empty] | Komtes Group | 35900213 | BUTTERFLY VALVE 6" WAFER UL/FM 300psi VMW-300-S | 13581
[5 empty] | Komtes Group | 35900214 | BUTTERFLY VALVE 8" WAFER UL/FM 300psi VMW-300-S | 22362
[5 empty] | Komtes Group | 35900215 | BUTTERFLY VALVE 10" WAFER UL/FM 300psi VMW-300-S | 24821
[5 empty] | Komtes Group | 35900216 | BUTTERFLY VALVE 12" WAFER UL/FM 300psi VMW-300-S | 32548
[5 empty] | Komtes Group | 35900200 | BUTTERFLY VALVE 2" GROOVED UL/FM 300psi VMG-300-S | 9015
[5 empty] | Komtes Group | 35900201 | BUTTERFLY VALVE 2,5"(76mm) GROOVED UL/FM 300psi VMG-300-S | 9717
[5 empty] | Komtes Group | 35900202 | BUTTERFLY VALVE 2,5"(73mm) GROOVED UL/FM 300psi VMG-300-S | 9717
[5 empty] | Komtes Group | 35900203 | BUTTERFLY VALVE 3" GROOVED UL/FM 300psi VMG-300-S | 10069
[5 empty] | Komtes Group | 35900204 | BUTTERFLY VALVE 4" GROOVED UL/FM 300psi VMG-300-S | 11357
[5 empty] | Komtes Group | 35900205 | BUTTERFLY VALVE 6"(168mm) GROOVED UL/FM 300psi VMG-300-S | 15689
[5 empty] | Komtes Group | 35900206 | BUTTERFLY VALVE 8" GROOVED UL/FM 300psi VMG-300-S | 26460
[5 empty] | Komtes Group | 35900207 | BUTTERFLY VALVE 10" GROOVED UL/FM 300psi VMG-300-S | 33953
[5 empty] | Komtes Group | 35900208 | BUTTERFLY VALVE 12" GROOVED UL/FM 300psi VMG-300-S | 42383
[5 empty] | Komtes Group | 35900104 | OS&Y FLANGED GATE VALVE ANSI 2" FM&UL CE 232psi VCOSY232 | 10654
[5 empty] | Komtes Group | 35900107 | OS&Y FLANGED GATE VALVE ANSI 2,5" FM&UL CE 232psi VCOSY232 | 11942
[5 empty] | Komtes Group | 35900110 | OS&Y FLANGED GATE VALVE ANSI 3" FM&UL CE 232psi VCOSY232 | 12879
[5 empty] | Komtes Group | 35900113 | OS&Y FLANGED GATE VALVE ANSI 4" FM&UL CE 232psi VCOSY232 | 15080
[5 empty] | Komtes Group | 35900115 | OS&Y FLANGED GATE VALVE ANSI 6" FM&UL CE 232psi VCOSY232 | 29395
[5 empty] | Komtes Group | 35900118 | OS&Y FLANGED GATE VALVE ANSI 8" FM&UL CE 232psi VCOSY232 | 41096
[5 empty] | Komtes Group | 35900121 | OS&Y FLANGED GATE VALVE ANSI 10" FM&UL CE 232psi VCOSY232 | 80904
[5 empty] | Komtes Group | 35900125 | OS&Y FLANGED GATE VALVE ANSI 12" FM&UL CE 300psi VCOSY232 (12" ANSI only 300psi) | 191957
[5 empty] | Komtes Group | 35900288 | OS&Y FLANGED GATE VALVE ANSI 14" FM&UL CE 232psi VCOSY232 | 196698
[5 empty] | Komtes Group | 35900147 | NRS GATE VALVES ANSI FLANGED. HANDWHEEL OPERATED. WITH POSITION INDICATOR 2" FM/UL/CE 232psi | 10537
[5 empty] | Komtes Group | 35900148 | NRS GATE VALVES ANSI FLANGED. HANDWHEEL OPERATED. WITH POSITION INDICATOR 2,5" FM/UL/CE 232psi | 11357
[5 empty] | Komtes Group | 35900149 | NRS GATE VALVES ANSI FLANGED. HANDWHEEL OPERATED. WITH POSITION INDICATOR 3" FM/UL/CE 232psi | 12996
[5 empty] | Komtes Group | 35900150 | NRS GATE VALVES ANSI FLANGED. HANDWHEEL OPERATED. WITH POSITION INDICATOR 4" FM/UL/CE 232psi | 16274
[5 empty] | Komtes Group | 35900162 | NRS GATE VALVES ANSI FLANGED. HANDWHEEL OPERATED. WITH POSITION INDICATOR 6" FM/UL/CE 232psi | 29153
[5 empty] | Komtes Group | 35900151 | NRS GATE VALVES ANSI FLANGED. HANDWHEEL OPERATED. WITH POSITION INDICATOR 8" FM/UL/CE 232psi | 37466
[5 empty] | Komtes Group | 35900152 | NRS GATE VALVES ANSI FLANGED. HANDWHEEL OPERATED. WITH POSITION INDICATOR 10" FM/UL/CE 232psi | 65097
[5 empty] | Komtes Group | A006237 | NRS GATE VALVES PN16 FLANGED. HANDWHEEL OPERATED. WITH POSITION INDICATOR 12" FM/UL/CE 232psi | 99051
[5 empty] | Komtes Group | 35900127 | NRS GATE VALVES ANSI FLANGED FOR INDICATOR POST 4" FM/UL/CE 232psi | 20840
[5 empty] | Komtes Group | 35900129 | NRS GATE VALVES ANSI FLANGED FOR INDICATOR POST 6" FM/UL/CE 232psi | 33368
[5 empty] | Komtes Group | 35900133 | NRS GATE VALVES ANSI FLANGED FOR INDICATOR POST 8" FM/UL/CE 232psi | 44257
[5 empty] | Komtes Group | 35900136 | NRS GATE VALVES ANSI FLANGED FOR INDICATOR POST 10" FM/UL/CE 232psi | 71771
[5 empty] | Komtes Group | 35900010 | NRS GATE VALVES ANSI FLANGED FOR INDICATOR POST 12" FM/UL/CE 300psi (12" ANSI only 300psi) | 138038
[5 empty] | Komtes Group | 35900141 | MODEL PIP HORIZONTAL INDICATOR POST FM&UL FOR GATE VALVES | 26577
[5 empty] | Komtes Group | 35900142 | MODEL PIV VERTICAL INDICATOR POST FM&UL FOR GATE VALVES | 53623
[5 empty] | Komtes Group | A006664 | CHECK VALVE GROOVED 2" FM&UL 300psi VR-300-G | 6463
[5 empty] | Komtes Group | A006665 | CHECK VALVE GROOVED 2,5" FM&UL 300psi VR-300-G | 6600
[5 empty] | Komtes Group | A006666 | CHECK VALVE GROOVED 3" FM&UL 300psi VR-300-G | 7562
[5 empty] | Komtes Group | A006658 | CHECK VALVE GROOVED 4" FM&UL 300psi VR-300-G | 8598
[5 empty] | Komtes Group | A008646 | CHECK VALVE GROOVED 6" (168) FM&UL 300psi VR-300-G | 16557
[5 empty] | Komtes Group | A006667 | CHECK VALVE GROOVED 8" FM&UL 300psi VR-300-G | 24127
[5 empty] | Komtes Group | A006660 | CHECK VALVE GROOVED 10" FM&UL 300psi VR-300-G | 49641
[5 empty] | Komtes Group | A008552 | CHECK VALVE GROOVED 12" FM&UL 300psi VR-300-G | 70955
[5 empty] | Komtes Group | A005774 | CHECK VALVE WAFER 2" CE PN16 | 2113
[5 empty] | Komtes Group | A005778 | CHECK VALVE WAFER 2,5" CE PN16 | 2600
[5 empty] | Komtes Group | A005786 | CHECK VALVE WAFER 3" CE PN16 | 3249
[5 empty] | Komtes Group | A005710 | CHECK VALVE WAFER 4" CE PN16 | 4388
[5 empty] | Komtes Group | A005720 | CHECK VALVE WAFER 6" CE PN16 | 7638
[5 empty] | Komtes Group | A005730 | CHECK VALVE WAFER 8" CE PN16 | 10589
[5 empty] | Komtes Group | A005739 | CHECK VALVE WAFER 10" CE PN16 | 16500
[5 empty] | Komtes Group | A005740 | CHECK VALVE WAFER 12" CE PN16 | 23514
[5 empty] | Safe Signal | WFD20N | Safe Signal, UL Listed / FM Approved Water Flow Detector For FF Zone DN50, 2 in | 6804
[5 empty] | Safe Signal | WFD25N | Safe Signal, UL Listed / FM Approved Water Flow Detector For FF Zone DN65, 2.5 in | 6804
[5 empty] | Safe Signal | WFD30N | Safe Signal, UL Listed / FM Approved Water Flow Detector For FF Zone DN80, 3 in | 6804
[5 empty] | Safe Signal | WFD40N | Safe Signal, UL Listed / FM Approved Water Flow Detector For FF Zone DN100, 4 in | 6804
[5 empty] | Safe Signal | WFD50N | Safe Signal, UL Listed / FM Approved Water Flow Detector For FF Zone DN125, 5 in | 6804
[5 empty] | Safe Signal | WFD60N | Safe Signal, UL Listed / FM Approved Water Flow Detector For FF Zone DN150, 6 in | 6804
[5 empty] | Safe Signal | WFD80N | Safe Signal, UL Listed / FM Approved Water Flow Detector For FF Zone DN200, 8 in | 6804
[5 empty] | Safe Signal | OSY2 | Safe Signa, UL Listed / FM Approved Supervisory Switch (Tamper) Suitable to be installed on OS&Y valves from 1" to 12" | 4412
[5 empty] | Safe Signal | EPS10-1 | Safe Signa, UL Listed / FM Approved Alarm Pressure Switch | 3839
[5 empty] | Viking | VK-RC-073 | Rigid Coupling . Red . DN 65 . 73,0mm Epoxy Finish | 292
[5 empty] | Viking | VK-RC-089 | Rigid Coupling . Red . DN 80 . 88,9mm Epoxy Finish | 346
[5 empty] | Viking | VK-RC-114 | Rigid Coupling . Red . DN 100 . 114,3mm Epoxy Finish | 373
[5 empty] | Viking | VK-RC-168 | Rigid Coupling . Red . DN 150 . 168,3mm Epoxy Finish | 599
[5 empty] | Viking | VK-RC-219 | Rigid Coupling . Red . DN 200 . 219,1mm Epoxy Finish | 1537
[5 empty] | Viking | VK-FC-073 | Flexible Coupling . Red . DN 65 . 73,0mm Epoxy Finish | 292
[5 empty] | Viking | VK-FC-089 | Flexible Coupling . Red . DN 80 . 88,9mm Epoxy Finish | 344
[5 empty] | Viking | VK-FC-114 | Flexible Coupling . Red . DN 100 . 114,3mm Epoxy Finish | 375
[5 empty] | Viking | VK-FC-168 | Flexible Coupling . Red . DN 150 . 168,3mm Epoxy Finish | 626
[5 empty] | Viking | VK-FC-219 | Flexible Coupling . Red . DN 200 . 219,1mm Epoxy Finish | 1525
[5 empty] | Viking | VK-E45-073 | Grooved Elbow 45 · Red · DN65 · 73,0mm Epoxy Finish | 326
[5 empty] | Viking | VK-E45-089 | Grooved Elbow 45 · Red · DN80 · 88,9mm Epoxy Finish | 408
[5 empty] | Viking | VK-E45-114 | Grooved Elbow 45 · Red · DN100 · 114,3mm Epoxy Finish | 564
[5 empty] | Viking | VK-E45-168 | Grooved Elbow 45 · Red · DN150 · 168,3mm Epoxy Finish | 1123
[5 empty] | Viking | VK-E45-219 | Grooved Elbow 45 · Red · DN200 · 219,1mm Epoxy Finish | 2614
[5 empty] | Viking | VK-E90-073 | Grooved Elbow 90 · Red · DN65 · 73,0mm Epoxy Finish | 357
[5 empty] | Viking | VK-E90-089 | Grooved Elbow 90 · Red · DN80 · 88,9mm Epoxy Finish | 451
[5 empty] | Viking | VK-E90-114 | Grooved Elbow 90 · Red · DN100 · 114,3mm Epoxy Finish | 580
[5 empty] | Viking | VK-E90-168 | Grooved Elbow 90 · Red · DN150 · 168,3mm Epoxy Finish | 1169
[5 empty] | Viking | VK-E90-219 | Grooved Elbow 90 · Red · DN200 · 219,1mm Epoxy Finish | 2708
[5 empty] | Viking | VK-MTG-114073 | Mech T Grooved · Red · DN100-65 · 114,3-73,0mm Epoxy Finish | 676
[5 empty] | Viking | VK-MTG2-114089 | Mech T Grooved · Red · DN100-80 · 114,3-88,9mm Epoxy Finish | 699
[5 empty] | Viking | VK-MTG-168073 | Mech T Grooved · Red · DN150-65 · 168,3-73,0mm Epoxy Finish | 914
[5 empty] | Viking | VK-MTG2-168089 | Mech T Grooved · Red · DN150-80 · 168,3-88,9mm Epoxy Finish | 914
[5 empty] | Viking | VK-MTG-219073 | Mech T Grooved · Red · DN200-65 · 219,1-73,0mm Epoxy Finish | 1507
[5 empty] | Viking | VK-MTG2-219089 | Mech T Grooved · Red · DN200-80 · 219,1-88,9mm Epoxy Finish | 1534
[5 empty] | Viking | VK-MTG2-219114 | Mech T Grooved · Red · DN200-100 · 219,1-114,3mm Epoxy Finish | 1596
[5 empty] | Viking | VK-MTT-073027N | Mech T Threaded · Red · DN65-20 · 73,0-26,7mm - NPT Epoxy Finish | 311
[5 empty] | Viking | VK-MTT-073034N | Mech T Threaded · Red · DN65-25 · 73,0-33,7mm - NPT Epoxy Finish | 311
[5 empty] | Viking | VK-MTT-073042N | Mech T Threaded · Red · DN65-32 · 73,0-42,4mm - NPT Epoxy Finish | 321
[5 empty] | Viking | VK-MTT-073048N | Mech T Threaded · Red · DN65-40 · 73,0-48,3mm - NPT Epoxy Finish | 329
[5 empty] | Viking | VK-MTT-089021N | Mech T Threaded · Red · DN80-15 · 88,9-21,3mm - NPT Epoxy Finish | 492
[5 empty] | Viking | VK-MTT-089027N | Mech T Threaded · Red · DN80-20 · 88,9-26,7mm - NPT Epoxy Finish | 492
[5 empty] | Viking | VK-MTT-089034N | Mech T Threaded · Red · DN80-25 · 88,9-33,7mm - NPT Epoxy Finish | 361
[5 empty] | Viking | VK-MTT-089042N | Mech T Threaded · Red · DN80-32 · 88,9-42,4mm - NPT Epoxy Finish | 384
[5 empty] | Viking | VK-MTT-089048N | Mech T Threaded · Red · DN80-40 · 88,9-48,3mm - NPT Epoxy Finish | 418
[5 empty] | Viking | VK-MTT-089060N | Mech T Threaded · Red · DN80-50 · 88,9-60,3mm - NPT Epoxy Finish | 454
[5 empty] | Viking | VK-MTT-114021N | Mech T Threaded · Red · DN100-15 · 114,3-21,3mm - NPT Epoxy Finish | 630
[5 empty] | Viking | VK-MTT-114027N | Mech T Threaded · Red · DN100-20 · 114,3-26,7mm - NPT Epoxy Finish | 630
[5 empty] | Viking | VK-MTT-114034N | Mech T Threaded · Red · DN100-25 · 114,3-33,7mm - NPT Epoxy Finish | 461
[5 empty] | Viking | VK-MTT-114042N | Mech T Threaded · Red · DN100-32 · 114,3-42,4mm - NPT Epoxy Finish | 488
[5 empty] | Viking | VK-MTT-114048N | Mech T Threaded · Red · DN100-40 · 114,3-48,3mm - NPT Epoxy Finish | 520
[5 empty] | Viking | VK-MTT-114060N | Mech T Threaded · Red · DN100-50 · 114,3-60,3mm - NPT Epoxy Finish | 520
[5 empty] | Viking | VK-MTT2-168034N | Mech T Threaded · Red · DN150-25 · 168,3-33,7mm - NPT Epoxy Finish | 678
[5 empty] | Viking | VK-MTT-168042N | Mech T Threaded · Red · DN150-32 · 168,3-42,4mm - NPT Epoxy Finish | 724
[5 empty] | Viking | VK-MTT-168048N | Mech T Threaded · Red · DN150-40 · 168,3-48,3mm - NPT Epoxy Finish | 724
[5 empty] | Viking | VK-MTT-168060N | Mech T Threaded · Red · DN150-50 · 168,3-60,3mm - NPT Epoxy Finish | 752
[5 empty] | Viking | VK-MTT2-219060N | Mech T Threaded · Red · DN200-50 · 219,1-60,3mm - NPT Epoxy Finish | 1229
[5 empty] | Viking | VK-ET-073 | Grooved Equal T · Red · DN65 · 73,0mm Epoxy Finish | 520
[5 empty] | Viking | VK-ET-089 | Grooved Equal T · Red · DN80 · 88,9mm Epoxy Finish | 653
[5 empty] | Viking | VK-ET-114 | Grooved Equal T · Red · DN100 · 114,3mm Epoxy Finish | 852
[5 empty] | Viking | VK-ET-168 | Grooved Equal T · Red · DN150 · 168,3mm Epoxy Finish | 1858
[5 empty] | Viking | VK-ET-219 | Grooved Equal T · Red · DN200 · 219,1mm Epoxy Finish | 4422
[5 empty] | Viking | VK-RTG-073060 | Grooved Reducing T · Red · DN65-50 · 73,0-60,3mm Epoxy Finish | 413
[5 empty] | Viking | VK-RTG-089073 | Grooved Reducing T · Red · DN80-65 · 88,9-73,0mm Epoxy Finish | 676
[5 empty] | Viking | VK-RTG-114073 | Grooved Reducing T · Red · DN100-65 · 114,3-73,0mm Epoxy Finish | 913
[5 empty] | Viking | VK-RTG-114089 | Grooved Reducing T · Red · DN100-80 · 114,3-88,9mm Epoxy Finish | 808
[5 empty] | Viking | VK-RTG-168089 | Grooved Reducing T · Red · DN150-80 · 168,3-88,9mm Epoxy Finish | 1424
[5 empty] | Viking | VK-RTG-168114 | Grooved Reducing T · Red · DN150-100 · 168,3-114,3mm Epoxy Finish | 1580
[5 empty] | Viking | VK-RTG-219114 | Grooved Reducing T · Red · DN200-100 · 219,1-114,3mm Epoxy Finish | 4085
[5 empty] | Viking | VK-RTT-073034N | Threaded Reducing T · Red · DN65-25 · 73,0-33,7mm - NPT Epoxy Finish | 428
[5 empty] | Viking | VK-RTT-073042N | Threaded Reducing T · Red · DN65-32 · 73,0-42,4mm - NPT Epoxy Finish | 428
[5 empty] | Viking | VK-RTT-073048N | Threaded Reducing T · Red · DN65-40 · 73,0-48,3mm - NPT Epoxy Finish | 428
[5 empty] | Viking | VK-RTT-073060N | Threaded Reducing T · Red · DN65-50 · 73,0-60,3mm - NPT Epoxy Finish | 465
[5 empty] | Viking | VK-RTT-089034N | Threaded Reducing T · Red · DN80-25 · 88,9-33,7mm - NPT Epoxy Finish | 487
[5 empty] | Viking | VK-RTT-089042N | Threaded Reducing T · Red · DN80-32 · 88,9-42,4mm - NPT Epoxy Finish | 487
[5 empty] | Viking | VK-RTT-089048N | Threaded Reducing T · Red · DN80-40 · 88,9-48,3mm - NPT Epoxy Finish | 487
[5 empty] | Viking | VK-RTT-089060N | Threaded Reducing T · Red · DN80-50 · 88,9-60,3mm - NPT Epoxy Finish | 487
[5 empty] | Viking | VK-RTT-114034N | Threaded Reducing T · Red · DN100-25 · 114,3-33,7mm - NPT Epoxy Finish | 798
[5 empty] | Viking | VK-RTT-114042N | Threaded Reducing T · Red · DN100-32 · 114,3-42,4mm - NPT Epoxy Finish | 798
[5 empty] | Viking | VK-RTT-114048N | Threaded Reducing T · Red · DN100-40 · 114,3-48,3mm - NPT Epoxy Finish | 798
[5 empty] | Viking | VK-RTT-114060N | Threaded Reducing T · Red · DN100-50 · 114,3-60,3mm - NPT Epoxy Finish | 798
[5 empty] | Viking | VK-RTT-168034N | Threaded Reducing T · Red · DN150-25 · 168,3-33,7mm - NPT Epoxy Finish | 1529
[5 empty] | Viking | VK-RTT-168042N | Threaded Reducing T · Red · DN150-32 · 168,3-42,4mm - NPT Epoxy Finish | 1529
[5 empty] | Viking | VK-RTT-168048N | Threaded Reducing T · Red · DN150-40 · 168,3-48,3mm - NPT Epoxy Finish | 1529
[5 empty] | Viking | VK-RTT-168060N | Threaded Reducing T · Red · DN150-50 · 168,3-60,3mm - NPT Epoxy Finish | 1629
[5 empty] | Viking | VK-FAP-114 | Flange Adapter PN16, UL/FM, 300PSI, DN100 Epoxy Finish | 837
[5 empty] | Viking | VK-FAP-168 | Flange Adapter PN16, UL/FM, 300PSI, DN150 Epoxy Finish | 1255
[5 empty] | Viking | VK-CRG-073060 | Grooved Eccentric Reducer UL/FM 232 PSI to 500 PSI, DN65x50 Epoxy Finish | 214
[5 empty] | Viking | VK-CRG-089073 | Grooved Eccentric Reducer UL/FM 232 PSI to 500 PSI, DN80x65 Epoxy Finish | 271
[5 empty] | Viking | VK-CRG-114073 | Grooved Eccentric Reducer UL/FM 232 PSI to 500 PSI, DN100x65 Epoxy Finish | 372
[5 empty] | Viking | VK-CRG-114089 | Grooved Eccentric Reducer UL/FM 232 PSI to 500 PSI, DN100x80 Epoxy Finish | 372
[5 empty] | Viking | VK-CRG-168073 | Grooved Eccentric Reducer UL/FM 232 PSI to 500 PSI, DN150x65 Epoxy Finish | 683
[5 empty] | Viking | VK-CRG-168089 | Grooved Eccentric Reducer UL/FM 232 PSI to 500 PSI, DN150x80 Epoxy Finish | 683
[5 empty] | Viking | VK-CRG-168114 | Grooved Eccentric Reducer UL/FM 232 PSI to 500 PSI, DN150x100 Epoxy Finish | 683
[5 empty] | Viking | VK-CRG-219073 | Grooved Eccentric Reducer UL/FM 232 PSI to 500 PSI, DN200x65 Epoxy Finish | 1199
[5 empty] | Viking | VK-CRG-219089 | Grooved Eccentric Reducer UL/FM 232 PSI to 500 PSI, DN200x80 Epoxy Finish | 1199
[5 empty] | Viking | VK-CRG-219114 | Grooved Eccentric Reducer UL/FM 232 PSI to 500 PSI, DN200x100 Epoxy Finish | 1199
[5 empty] | Viking | VK-CRG-219168 | Grooved Eccentric Reducer UL/FM 232 PSI to 500 PSI, DN200x150 Epoxy Finish | 1192
[5 empty] | Viking | VK-EC-073 | Grooved End Cap UL/FM 300 PSI, DN65 Epoxy Finish | 163
[5 empty] | Viking | VK-EC-089 | Grooved End Cap UL/FM 300 PSI, DN80 Epoxy Finish | 183
[5 empty] | Viking | VK-EC-114 | Grooved End Cap UL/FM 300 PSI, DN100 Epoxy Finish | 263
[5 empty] | Viking | VK-EC-168 | Grooved End Cap UL/FM 300 PSI, DN150 Epoxy Finish | 626
[5 empty] | Viking | VK-EC-219 | Grooved End Cap UL/FM 300 PSI, DN200 Epoxy Finish | 999
[5 empty] | Viking | VK-ECD-073034N | Grooved End Cap - Drilled NPT UL/FM 300 PSI , DN65x25 Epoxy Finish | 275
[5 empty] | Viking | VK-ECD-089034N | Grooved End Cap - Drilled NPT UL/FM 300 PSI , DN80x25 Epoxy Finish | 292
[5 empty] | Viking | VK-ECD-114034N | Grooved End Cap - Drilled NPT UL/FM 300 PSI , DN100x25 Epoxy Finish | 373
[5 empty] | Viking | VK-ECD-168034N | Grooved End Cap - Drilled NPT UL/FM 300 PSI , DN150x25 Epoxy Finish | 735
[5 empty] | ETNA | EA 65-26-1-37-D48-7/9 | UL Listed / FM Approved End Suction FF Pump Sets (Electric + Diesel + Jocky) Including the UL/FM control panels and the necessary basic accessories 250 GPM, 9 Bar | 3828020
[5 empty] | ETNA | Fuel Tank 300 lt | Fuel Tank 300 lt | 47651
[5 empty] | ETNA | EA 80-32-1-55-D62-7/9 | UL Listed / FM Approved End Suction FF Pump Sets (Electric + Diesel + Jocky) Including the UL/FM control panels and the necessary basic accessories 500 GPM, 9 Bar | 4775985
[5 empty] | ETNA | Fuel Tank 450 lt | Fuel Tank 450 lt | 56401
[5 empty] | ETNA | EA 100-32-1-75-D95-7/10 | UL Listed / FM Approved End Suction FF Pump Sets (Electric + Diesel + Jocky) Including the UL/FM control panels and the necessary basic accessories 750 GPM, 9 BAR | 5064844
[5 empty] | ETNA | Fuel Tank 560 lt | Fuel Tank 560 lt | 66416
[5 empty] | ETNA | EA 100-32-1-112-D137-10/9 | UL Listed / FM Approved End Suction FF Pump Sets (Electric + Diesel + Jocky) Including the UL/FM control panels and the necessary basic accessories 1000 GPM, 10,1 BAR | 5698965
[5 empty] | ETNA | Fuel Tank 750 lt | Fuel Tank 750 lt | 70317
[5 empty] | ETNA | ESC 100-250-1-55-D62-7/9 | UL Listed Split Case FF Pump Sets (Electric + Diesel + Jocky) Including the UL/FM control panels and the necessary basic accessories 500 GPM, 9 Bar | 5001063
[5 empty] | ETNA | Fuel Tank 450 lt | Fuel Tank 450 lt | 56401
[5 empty] | ETNA | ESC 100-250-1-75-D95-7/10 | UL Listed Split Case FF Pump Sets (Electric + Diesel + Jocky) Including the UL/FM control panels and the necessary basic accessories 750 GPM, 9 BAR | 5290028
[5 empty] | ETNA | Fuel Tank 560 lt | Fuel Tank 560 lt | 66416
[5 empty] | ETNA | ESC 125-290-1-112-D137-10/7-1000 | UL Listed Split Case FF Pump Sets (Electric + Diesel + Jocky) Including the UL/FM control panels and the necessary basic accessories 1000 GPM, 9 BAR | 6085024
[5 empty] | ETNA | Fuel Tank 750 lt | Fuel Tank 750 lt | 70317
[5 empty] | ETNA | ESC 125-290-1-112-D137-10/7-1250 | UL Listed Split Case FF Pump Sets (Electric + Diesel + Jocky) Including the UL/FM control panels and the necessary basic accessories 1250 GPM, 9 BAR | 6176110
[5 empty] | ETNA | Fuel Tank 750 lt | Fuel Tank 750 lt | 70317
[5 empty] | ETNA | ESC 150-290-1-187-D189-10/9 | UL Listed Split Case FF Pump Sets (Electric + Diesel + Jocky) Including the UL/FM control panels and the necessary basic accessories 1500 GPM, 9 BAR | 7497273
[5 empty] | ETNA | Fuel Tank 1000 lt | Fuel Tank 1000 lt | 81808
[5 empty] | ETNA | ESC 150-290-1-187-D210-15/8 | UL Listed Split Case FF Pump Sets (Electric + Diesel + Jocky) Including the UL/FM control panels and the necessary basic accessories 2000 GPM, 9 BAR | 7655408
[5 empty] | ETNA | Fuel Tank 1500 lt | Fuel Tank 1500 lt | 104579
[5 empty] | Viking | VK-DC-073060 | Grooved Reduced Coupling DN65 x DN50 (2.5"x 2"), UL/FM, 300 PSI, Epoxy Finish. | 413
[5 empty] | Viking | VK-DC-089060 | Grooved Reduced Coupling DN80 x DN50 (3"x 2"), UL/FM, 300 PSI, Epoxy Finish. | 574
[5 empty] | Viking | VK-DC-089073 | Grooved Reduced Coupling DN80 x DN65 (3"x 2.5"), UL/FM, 300 PSI, Epoxy Finish. | 574
[5 empty] | Viking | VK-DC-114060 | Grooved Reduced Coupling DN100 x DN50 (4"x 2"), UL/FM, 300 PSI, Epoxy Finish. | 730
[5 empty] | Viking | VK-DC-114073 | Grooved Reduced Coupling DN100 x DN65 (4"x 2.5"), UL/FM, 300 PSI, Epoxy Finish. | 730
[5 empty] | Viking | VK-DC-114089 | Grooved Reduced Coupling DN100 x DN80 (4"x 3"), UL/FM, 300 PSI, Epoxy Finish. | 730
[5 empty] | Viking | VK-DC-168089 | Grooved Reduced Coupling DN150 x DN80 (6"x 3"), UL/FM, 300 PSI, Epoxy Finish. | 1314
[5 empty] | Viking | VK-DC-168114 | Grooved Reduced Coupling DN150 x DN100 (6"x 4"), UL/FM, 300 PSI, Epoxy Finish. | 1314
[5 empty] | Viking | VK-DC-219168 | Grooved Reduced Coupling DN200 x DN150 (8"x 6"), UL/FM, 300 PSI, Epoxy Finish. | 2913
[5 empty] | Viking | VK-SFA-073 | VIKING- Split Flange Adapter, DN65, (2-1/2''), UL/FM, 300 PSI, Epoxy Finish. | 572
[5 empty] | Viking | VK-SFA-089 | VIKING- Split Flange Adapter, DN80, (3''), UL/FM, 300 PSI, Epoxy Finish. | 655
[5 empty] | Viking | VK-SFA-114 | VIKING- Split Flange Adapter, DN100, (4''), UL/FM, 300 PSI, Epoxy Finish. | 979
[5 empty] | Viking | VK-SFA-168 | VIKING- Split Flange Adapter, DN150, (6''), UL/FM, 300 PSI, Epoxy Finish. | 1334
[5 empty] | Viking | VK-SFA-219 | VIKING- Split Flange Adapter, DN200, (8''), UL/FM, 300 PSI, Epoxy Finish. | 2286
[5 empty] | Viking | VK-CRT-073034N | VIKING- Concentric Reducer - Threaded, DN65 x DN25, (2-1/2" x 1"), UL/FM, 400 PSI, Epoxy Finish. | 196
[5 empty] | Viking | VK-CRT-073042N | VIKING- Concentric Reducer - Threaded, DN65 x DN32, (2-1/2" x 1-1/4"), UL/FM, 400 PSI, Epoxy Finish. | 196
[5 empty] | Viking | VK-CRT-073048N | VIKING- Concentric Reducer - Threaded, DN65 x DN40, (2-1/2" x 1-1/2"), UL/FM, 400 PSI, Epoxy Finish. | 196
[5 empty] | Viking | VK-CRT-073060N | VIKING- Concentric Reducer - Threaded, DN65 x DN50, (2-1/2" x 2"), UL/FM, 400 PSI, Epoxy Finish. | 194
[5 empty] | Viking | VK-CRT-089034N | VIKING- Concentric Reducer - Threaded, DN80 x DN25, (3" x 1"), UL/FM, 300 PSI, Epoxy Finish. | 237
[5 empty] | Viking | VK-CRT-089042N | VIKING- Concentric Reducer - Threaded, DN80 x DN32, (3" x 1-1/4"), UL/FM, 300 PSI, Epoxy Finish. | 237
[5 empty] | Viking | VK-CRT-089048N | VIKING- Concentric Reducer - Threaded, DN80 x DN40, (3" x 1-1/2"), UL/FM, 300 PSI, Epoxy Finish. | 237
[5 empty] | Viking | VK-CRT-089060N | VIKING- Concentric Reducer - Threaded, DN80 x DN50, (3" x 2"), UL/FM, 300 PSI, Epoxy Finish. | 237
[5 empty] | Viking | VK-CRT-114034N | VIKING- Concentric Reducer - Threaded, DN100 x DN25, (4" x 1"), UL/FM, 300 PSI, Epoxy Finish. | 340
[5 empty] | Viking | VK-CRT-114042N | VIKING- Concentric Reducer - Threaded, DN100 x DN32, (4" x 1-1/4"), UL/FM, 300 PSI, Epoxy Finish. | 340
[5 empty] | Viking | VK-CRT-114048N | VIKING- Concentric Reducer - Threaded, DN100 x DN40, (4" x 1-1/2"), UL/FM, 300 PSI, Epoxy Finish. | 340
[5 empty] | Viking | VK-CRT-114060N | VIKING- Concentric Reducer - Threaded, DN100 x DN50, (4" x 2"), UL/FM, 300 PSI, Epoxy Finish. | 357
[5 empty] | Viking | VK-CRT-168060N | VIKING- Concentric Reducer - Threaded, DN150 x DN50, (6" x 2"), UL/FM, 300 PSI, Epoxy Finish. | 730
[5 empty] | Viking | VK-CRT-219060N | VIKING- Concentric Reducer - Threaded, DN200 x DN50, (8" x 2"), UL/FM, 300 PSI, Epoxy Finish. | 1125
[5 empty] | Viking | VK-CX-073 | VIKING- Equal Cross, DN65, (2-1/2''), UL/FM, 400 PSI, Epoxy Finish. | 785
[5 empty] | Viking | VK-CX-089 | VIKING- Equal Cross, DN80, (3''), UL/FM, 400 PSI, Epoxy Finish. | 1010
[5 empty] | Viking | VK-CX-114 | VIKING- Equal Cross, DN100, (4''), UL/FM, 400 PSI, Epoxy Finish. | 1353
[5 empty] | Viking | VK-CX-168 | VIKING- Equal Cross, DN150, (6''), UL/FM, 300 PSI, Epoxy Finish. | 2430
[5 empty] | Viking | VK-CX-219 | VIKING- Equal Cross, DN200, (8''), UL/FM, 300 PSI, Epoxy Finish. | 5190
[5 empty] | Viking | VK-ST-060034N2 | Sprinkler T · Red · DN50-25 · 60,3-33,7mm · NPT Epoxy Finish | 204

## Ecology S & Indoor Air Quality
|  |  | VALIDITY | VALID TILL 31/10/2026
Brand | Product Type
Commercial Kitchen Ecology Systems |  |  | Product Line
Product Type
0
[6 empty] | # | Part # | Description | Qty | Unit Price | Total Price
|  | Brand | Part # | Description | Unit Price | 1
|  | Plasma-cleanair | ESP-AG-3500-R/L | ESP AG 3500 | 281599 | 2
|  | Plasma-cleanair | ESP-AG-7000-R/L | ESP AG 7000 | 408197 | 3
|  | Plasma-cleanair | ESP-AG-10500-R/L | ESP AG 10500 | 538518 | 4
|  | Plasma-cleanair | ESP1-WEATH-COV | ESP Weatherproof Cover - 1No Unit | 34631 | 5
|  | Plasma-cleanair | ESP2-WEATH-COV | ESP Weatherproof Cover - 2No Units stacked | 40928 | 6
|  | Plasma-cleanair | MP-ESP-CELL | Combined Electrostatic Cell (EACH) | 155912 | 7
|  | Plasma-cleanair | MP-ESP-PF | ESP pre-filter (EACH) | 6671 | 8
|  | Plasma-cleanair | MP-ESP-PS-2500 | ESP 3500 Replacement Power Supplies | 68600 | 9
|  | Plasma-cleanair | MP-ESP-PS-5000 | ESP 7000 Replacement Power Supplies | 79291 | 10
|  | Plasma-cleanair | MP-ESP-PS-7500 | ESP 10500 Replacement Power Supplies | 89982 | 11
|  | Plasma-cleanair | ESP-UVC-5000-6 | ESP/UV-C6 7000 | 810648 | 12
|  | Plasma-cleanair | ESP-UVC-7500-8 | ESP/UV-C8 10500 | 1006507 | 13
|  | Plasma-cleanair | ESP-UV1-WEATH-COV | ESP Weatherproof Cover - 1No Unit | 44057 | 14
|  | Plasma-cleanair | ESP-UV2-WEATH-COV | ESP Weatherproof Cover - 2No Units stacked | 50374 | 15
|  | Plasma-cleanair | CF-495 | Coil Filter 495 x 495 x 45mm | 42975 | 16
|  | Plasma-cleanair | CF-495-395 | Coil Filter 495 x 395 x 45mm | 40771 | 17
|  | Plasma-cleanair | CF-395 | Coil Filter 395 x 395 x 45mm | 38568 | 18
|  | Plasma-cleanair | TC-UVC-MINI | Techniclean Mini | 108131 | 19
|  | Plasma-cleanair | TC-UVC-6-5000 | Techniclean UV-C 6 (5000) | 331711 | 20
|  | Plasma-cleanair | TC-UVC-8-7500 | Techniclean UV-C 8 (7500) | 389777 | 21
|  | Plasma-cleanair | MP-TC-UVC-BAL | Techniclean UVC ballast | 31588 | 22
|  | Plasma-cleanair | MP-XT42-TM-UVC-1 | Xtract 4200 or Techniclean Mini lamp 95W | 11339 | 23
|  | Plasma-cleanair | MP-TC-UVC-CM-1-L | Techniclean UVC 5000/7500 or Canopy Mounted individual lamp | 11339 | 24
|  | Plasma-cleanair | TC-CM-UVC2S | Canopy mounted UVC2S lamp rack kit | 333951 | 25
|  | Plasma-cleanair | TC-CM-UVC4S | Canopy mounted UVC4S lamp rack kit | 396541 | 26
|  | Plasma-cleanair | TC-CM-UVC6S | Canopy mounted UVC6S lamp rack kit | 465159 | 27
|  | Plasma-cleanair | TC-CM-UVC2L | Canopy mounted UVC2L lamp rack kit | 379241 | 28
|  | Plasma-cleanair | TC-CM-UVC3L | Canopy mounted UVC3L lamp rack kit | 419010 | 29
|  | Plasma-cleanair | TC-CM-UVC4L | Canopy mounted UVC4L lamp rack kit | 458160 | 30
|  | Plasma-cleanair | TC-CM-UVC5L | Canopy mounted UVC5L lamp rack kit | 490120 | 31
|  | Plasma-cleanair | TC-CM-UVC6L | Canopy mounted UVC6L lamp rack kit | 544078 | 32
|  | Plasma-cleanair | MP-TC-CM-UVLG | Techniclean Canopy Mounted UVC light guards | 5265 | 33
|  | Plasma-cleanair | MP-TC-UVC-BAL | Techniclean UVC ballast | 31588 | 34
|  | Plasma-cleanair | MP-TC-UVC-CM-1-L | Techniclean UVC 5000/7500 or Canopy Mounted individual lamp | 11339 | 35
|  | Plasma-cleanair | XT-2100-2v3 | Xtract 2100 v.3 | 200014 | 36
|  | Plasma-cleanair | XT-2100-4v3 | Xtract 2100 v.3 PLUS | 248407 | 37
|  | Plasma-cleanair | XT-4200-6v3 | Xtract 4200 v3 | 296778 | 38
|  | Plasma-cleanair | MP-XT-2100-IK | Xtract Installation Kit | 5952 | 39
|  | Plasma-cleanair | MP-XT/AK-PF-5 | Prefilter Xtract UVC (PK5) | 2776 | 40
|  | Plasma-cleanair | MP-XT-PF-S1 | Xtract 2100 stage 1 filter | 2221 | 41
|  | Plasma-cleanair | MP-XT4200-BAL | Xtract 2100 / 4200 power supply | 24297 | 42
|  | Plasma-cleanair | REC-TOW-1.0-BAS | RECIRC Tower 1.0 Unit, Plastisol Finish c/w filter pack, 0-10V speed Controller & Isolator | 1764062 | 43
|  | Plasma-cleanair | REC-TOW-1.0-ADV | RECIRC Tower 1.0 Unit, Plastisol Finish c/w filter pack, full control monitoring. | 2498444 | 44
|  | Plasma-cleanair | REC-TOW-1.5-BAS | RECIRC Tower 1.5 Unit, Plastisol Finish c/w filter pack & 0-10V speed Controller & Isolator | 2520413 | 45
|  | Plasma-cleanair | REC-TOW-1.5-ADV | RECIRC Tower 1.5 Unit, Plastisol Finish c/w filter pack, full control monitoring. | 3222177 | 46
|  | Plasma-cleanair | REC-TOW-2.0-BAS | Re-circ Tower 2.0 Unit, Plastisol Finish c/w filter pack & 0-10V speed Controller & Isolator | 2973669 | 47
|  | Plasma-cleanair | REC-TOW-2.0-ADV | RECIRC Tower 2.0 Unit, Plastisol Finish c/w filter pack, full control monitoring. | 3708054 | 48
|  | Plasma-cleanair | 596-596-45-G4 | 596 x 596 x 45mm G4 Pleated Panel Filter | 2569 | 49
|  | Plasma-cleanair | 596-596-95-G4 | 596 x 596 x 95mm G4 Pleated Panel Filter | 1679 | 50
|  | Plasma-cleanair | 592-592-380-F6 | 592 x 592 x 380mm F6 Synthetic Bag Filter | 6170 | 51
|  | Plasma-cleanair | 592-287-380-F6 | 592 x 287 x 380mm F7 Synthetic Bag Filter | 3713 | 52
|  | Plasma-cleanair | 610-305-292-E10 | 610 x 305 x 292mm E10 MW HEPA filter | 57863 | 53
|  | Plasma-cleanair | 610-610-292-E10 | 610 x 610 x 292mm E10 MW HEPA filter | 40613 | 54
|  | Plasma-cleanair | adcell-carb | 144 x 600 x 440 AdCell Carbon 7.0kg (RECIRC TOWER CARBONS ONLY) | 56313 | 55
|  | Plasma-cleanair | sitesafe-carb | 594 H x 196 W x 597 D mm Sitesafe Discarb | 35262 | 56
|  | Plasma-cleanair | 3CELL-CARB-HOUS | 605 H x 600 W x 750 D mm 3 Sitesafe Carbon Housing - NOT PAINTED INTERNAL INSTALLATION | 189078 | 57
|  | Plasma-cleanair | 6CELL-CARB-HOUS | 606 H x 1200 W x 750 D mm 6 Sitesafe Carbon Housing - NOT PAINTED INTERNAL INSTALLATION | 207247 | 58
|  | Plasma-cleanair | 9CELL-CARB-HOUS | 605 H x 1800 W x 750 D mm 9 Sitesafe Carbon Housing - NOT PAINTED INTERNAL INSTALLATION | 236320 | 59
|  | Plasma-cleanair | 12CELL-CARB-HOUS | 1210 H x 1200 W x 750 D mm 12 Sitesafe Carbon Housing - NOT PAINTED INTERNAL INSTALLATION | 250602 | 60
|  | Plasma-cleanair | 3CELL-CARB-HOUS-PA | 605 H x 600 W x 750 D mm 3 Sitesafe Carbon Housing - PAINTED MATT BLACK FOR EXTERNAL INSTALLATION | 279164 | 61
|  | Plasma-cleanair | 6CELL-CARB-HOUS-PA | 606 H x 1200 W x 750 D mm 6 Sitesafe Carbon Housing - PAINTED MATT BLACK FOR EXTERNAL INSTALLATION | 314525 | 62
|  | Plasma-cleanair | 9CELL-CARB-HOUS-PA | 605 H x 1800 W x 750 D mm 9 Sitesafe Carbon Housing - PAINTED MATT BLACK FOR EXTERNAL INSTALLATION | 362130 | 63
|  | Plasma-cleanair | 12CELL-CARB-HOUS-PA | 1210 H x 1200 W x 750 D mm 12 Sitesafe Carbon Housing - PAINTED MATT BLACK FOR EXTERNAL INSTALLATION | 393414 | 64
|  | Plasma-cleanair | BAF-254-495 | UL SS Baffle Filter 430 - 254 x 495 x 44mm | 6281 | 65
|  | Plasma-cleanair | BAF-395-395 | UL SS Baffle Filter 430 - 395 x 395 x 44mm | 6530 | 66
|  | Plasma-cleanair | BAF-395-495 | UL SS Baffle Filter 430 – 395 x 495 x 44mm | 6530 | 67
|  | Plasma-cleanair | BAF-445-445 | UL SS Baffle Filter 430 – 445 x 445 x 44mm | 6618 | 68
|  | Plasma-cleanair | BAF-495-495 | UL SS Baffle Filter 430 – 495 x 495 x 44mm | 6937 | 69
|  | Plasma-cleanair | ELECTRO-CLEAN 2520 | Epoxy Coated ESP 2,520CMH (1,483CFM), 220-240V/50Hz, Particle Size 0.01 to 10 μm, 1-Collerctor Cell & Prefilter, UKCA/CE/UL | 242280 | 70
|  | Plasma-cleanair | ELECTRO-CLEAN 5040 | Epoxy Coated ESP 5,040CMH (2,966CFM), 220-240V/50Hz, Particle Size 0.01 to 10 μm, 2-Collerctor Cells & Prefilters, UKCA/CE/UL | 341353 | 71
|  | Plasma-cleanair | ELECTRO-CLEAN 7560 | Epoxy Coated ESP 7,560CMH (4,449CFM), 220-240V/50Hz, Particle Size 0.01 to 10 μm, 3-Collerctor Cells & Prefilters, UKCA/CE/UL | 429729 | 72
|  | Plasma-cleanair | ELECTRO-CLEAN UV 2520 | Epoxy Coated ESP / UV 2,520CMH (1,483CFM), 220-240V/50Hz, Particle Size 0.01 to 10 μm, 1-Collerctor Cell & Prefilter, UKCA/CE/UL | 443341 | 73
|  | Plasma-cleanair | ELECTRO-CLEAN UV 5040 | Epoxy Coated ESP / UV 5,040CMH (2,966CFM), 220-240V/50Hz, Particle Size 0.01 to 10 μm, 2-Collerctor Cells & Prefilters, UKCA/CE/UL | 578329 | 74
|  | Plasma-cleanair | ELECTRO-CLEAN UV 7560 | Epoxy Coated ESP / UV 7,560CMH (4,449CFM), 220-240V/50Hz, Particle Size 0.01 to 10 μm, 3-Collerctor Cells & Prefilters, UKCA/CE/UL | 771169 | 75
|  | Plasma-cleanair | CK-1-S | CoilKlean 1 short lamp | 197611 | 76
|  | Plasma-cleanair | CK-2-S | CoilKlean 2 short lamp | 240517 | 77
|  | Plasma-cleanair | CK-4-S | CoilKlean 4 short lamp | 325992 | 78
|  | Plasma-cleanair | CK-6-S | CoilKlean 6 short lamp | 429716 | 79
|  | Plasma-cleanair | CK-8-S | CoilKlean 8 short lamp | 510855 | 80
|  | Plasma-cleanair | CK-10-S | CoilKlean 10 short lamp | 591993 | 81
|  | Plasma-cleanair | CK-12-S | CoilKlean 12 short lamp | 673127 | 82
|  | Plasma-cleanair | CK-1-L | CoilKlean 1 Long lamp | 252557 | 83
|  | Plasma-cleanair | CK-2-L | CoilKlean 2 Long lamp | 289798 | 84
|  | Plasma-cleanair | CK-4-L | CoilKlean 4 Long lamp | 422756 | 85
|  | Plasma-cleanair | CK-6-L | CoilKlean 6 Long lamp | 546719 | 86
|  | Plasma-cleanair | MP-CK-1-L | CoilKlean replacement lamp long | 18629 | 87
|  | Plasma-cleanair | MP-CK-1-S | CoilKlean replacement lamp short | 11339 | 88
89
90
91
92
93
94
95
96
97
98
99
100
[8 empty] | Total Price Excluding 14% Vat |  |  | 0

## Master File (hidden)
Brand | Product Line | PART # | DESCRIPTION | U/P EGP | Field | Product Type | Size | Material | Flow
Brannan | Monitoring & Measuring Instruments | 34/656/3 | BLACK CASE PRESSURE GAUGE WITH BEZEL + Adjustable Pointer, 0 to 16 bar/psi, 100 mm Ø Dial, 1/2" NPT, BTM, IP 43, Dry | 940 | HVAC & Plumbing | Bourdon Tube Pressure Gauges - Dry | 1/2" NPT | - | -
Brannan | Monitoring & Measuring Instruments | 34/656/1 | BLACK CASE PRESSURE GAUGE WITH BEZEL + Adjustable Pointer, 0 to 16 bar/psi, 100 mm Ø Dial, 1/2" BSP, BTM, IP 43, Dry | 940 | HVAC & Plumbing | Bourdon Tube Pressure Gauges - Dry | 1/2" BSP | - | -
Brannan | Monitoring & Measuring Instruments | 37/828/5 | SS FILLABLE PRESSURE GAUGE, 0 to 25 bar/psi, 100 mm Ø Dial, 1/2" NPT, BTM, IP 65, Glycerine Filled | 1630 | HVAC & Plumbing | Bourdon Tube Pressure Gauges - Fillable | 1/2" NPT | - | -
Brannan | Monitoring & Measuring Instruments | 37/808/5 | SS FILLABLE PRESSURE GAUGE, 0 to 25 bar/psi, 100 mm Ø Dial, 1/2" BSP, BTM, IP 65, Glycerine Filled | 1630 | HVAC & Plumbing | Bourdon Tube Pressure Gauges - Fillable | 1/2" BSP | - | -
Brannan | Monitoring & Measuring Instruments | 84/103/0* | PP CASE STRAIGHT V-LINE THERMOMETERS, -30 to +50°C&F, 150 mm Case, 63 mm Pocket, 1/2" BSP, BTM, -, Blue Spirit Filing | 1282 | HVAC & Plumbing | Liquid-In-Glass Thermometers | 1/2" BSP | - | -
Brannan | Monitoring & Measuring Instruments | 77/017/0 | Al CASE STRAIGHT V-LINE THERMOMETERS, -30 to +50°C&F, 150 mm Case, 63 mm Pocket, 1/2" BSP, BTM, -, Blue Spirit Filing | 1289 | HVAC & Plumbing | Liquid-In-Glass Thermometers | 1/2" BSP | - | -
Brannan | Monitoring & Measuring Instruments | 32/624/3 | Black Steel Bimetal Thermometers with Bezel, -20 to +60°C&F, 100 mm Ø Dial, 50 mm Pocket, 1/2" NPT, BTM, IP 54, Dry | 1263 | HVAC & Plumbing | Bimetal Thermometers | 1/2" NPT | - | -
Brannan | Monitoring & Measuring Instruments | 32/624/0 | Black Steel Bimetal Thermometers with Bezel, -20 to +60°C&F, 100 mm Ø Dial, 50 mm Pocket, 1/2" BSP, BTM, IP 54, Dry | 1263 | HVAC & Plumbing | Bimetal Thermometers | 1/2" BSP | - | -
Brannan | Monitoring & Measuring Instruments | 31/644/0 | Black Steel Bimetal Thermometers with Bezel, -20 to +60°C&F, 100 mm Ø Dial, 100 mm Pocket, 1/2" BSP, BCK, IP 54, Dry | 1398 | HVAC & Plumbing | Bimetal Thermometers | 1/2" BSP | - | -
Brannan | Monitoring & Measuring Instruments | 200/701/0 | 5” INDUSTRIAL LIQUID-IN-GLASS THERMOMETERS, -40 to 110°F&C, 167 mm Case, 45 mm Pocket, 1/2" NPT, BTM, IP 55, Blue Spirit Filing | 1093 | HVAC & Plumbing | Liquid-In-Glass Thermometers | 1/2" NPT | - | -
Brannan | Monitoring & Measuring Instruments | 200/702/0 | 5” INDUSTRIAL LIQUID-IN-GLASS THERMOMETERS, 20 to 180°F&C, 168 mm Case, 45 mm Pocket, 1/2" NPT, BTM, IP 56, Blue Spirit Filing | 1093 | HVAC & Plumbing | Liquid-In-Glass Thermometers | 1/2" NPT | - | -
Brannan | Monitoring & Measuring Instruments | 200/703/0 | 5” INDUSTRIAL LIQUID-IN-GLASS THERMOMETERS, 30 to 240°F&C, 169 mm Case, 45 mm Pocket, 1/2" NPT, BTM, IP 57, Blue Spirit Filing | 1093 | HVAC & Plumbing | Liquid-In-Glass Thermometers | 1/2" NPT | - | -
Brannan | Monitoring & Measuring Instruments | 200/704/0 | 5” INDUSTRIAL LIQUID-IN-GLASS THERMOMETERS, 30 to 300°F&C, 170 mm Case, 45 mm Pocket, 1/2" NPT, BTM, IP 58, Blue Spirit Filing | 1093 | HVAC & Plumbing | Liquid-In-Glass Thermometers | 1/2" NPT | - | -
Brannan | Monitoring & Measuring Instruments | 200/801/0 | 5” INDUSTRIAL LIQUID-IN-GLASS THERMOMETERS, -40 to 110°F&C, 171 mm Case, 45 mm Pocket, 1/2" NPT, BCK, IP 59, Blue Spirit Filing | 1093 | HVAC & Plumbing | Liquid-In-Glass Thermometers | 1/2" NPT | - | -
Brannan | Monitoring & Measuring Instruments | 200/802/0 | 5” INDUSTRIAL LIQUID-IN-GLASS THERMOMETERS, 20 to 180°F&C, 172 mm Case, 45 mm Pocket, 1/2" NPT, BCK, IP 60, Blue Spirit Filing | 1093 | HVAC & Plumbing | Liquid-In-Glass Thermometers | 1/2" NPT | - | -
Brannan | Monitoring & Measuring Instruments | 200/803/0 | 5” INDUSTRIAL LIQUID-IN-GLASS THERMOMETERS, 30 to 240°F&C, 173 mm Case, 45 mm Pocket, 1/2" NPT, BCK, IP 61, Blue Spirit Filing | 1093 | HVAC & Plumbing | Liquid-In-Glass Thermometers | 1/2" NPT | - | -
Brannan | Monitoring & Measuring Instruments | 200/804/0 | 5” INDUSTRIAL LIQUID-IN-GLASS THERMOMETERS, 30 to 300°F&C, 174 mm Case, 45 mm Pocket, 1/2" NPT, BCK, IP 62, Blue Spirit Filing | 1093 | HVAC & Plumbing | Liquid-In-Glass Thermometers | 1/2" NPT | - | -
Brannan | Monitoring & Measuring Instruments | 39/001/0 | BRASS GAUGE COCKS, Standard, 3/8” BSP F & F | 490 | HVAC & Plumbing | Pressure Gauge Cocks | 3/8” BSP | Brass | -
Brannan | Monitoring & Measuring Instruments | 39/003/0 | BRASS GAUGE COCKS, Standard, 1/2” BSP F & F | 704 | HVAC & Plumbing | Pressure Gauge Cocks | 1/2” BSP | Brass | -
Brannan | Monitoring & Measuring Instruments | 39/008/0 | BRASS GAUGE COCKS, Standard, 1/4” BSP F & F | 524 | HVAC & Plumbing | Pressure Gauge Cocks | 1/4” BSP | Brass | -
Brannan | Monitoring & Measuring Instruments | 39/200/0 | BRASS GAUGE COCKS, Standard, 1/4” BSP M & F | 524 | HVAC & Plumbing | Pressure Gauge Cocks | 1/4” BSP | Brass | -
Brannan | Monitoring & Measuring Instruments | 39/202/0 | BRASS GAUGE COCKS, Standard, 3/8” BSP M & F | 490 | HVAC & Plumbing | Pressure Gauge Cocks | 3/8” BSP | Brass | -
Brannan | Monitoring & Measuring Instruments | 39/203/0 | BRASS GAUGE COCKS, Standard, 1/2” BSP M & F | 704 | HVAC & Plumbing | Pressure Gauge Cocks | 1/2” BSP | Brass | -
Brannan | Monitoring & Measuring Instruments | 39/001/9 | BRASS GAUGE COCKS, With Vent hole, 3/8” BSP F & F | 510 | HVAC & Plumbing | Pressure Gauge Cocks | 3/8” BSP | Brass | -
Brannan | Monitoring & Measuring Instruments | 39/003/9 | BRASS GAUGE COCKS, With Vent hole, 1/2” BSP F & F | 732 | HVAC & Plumbing | Pressure Gauge Cocks | 1/2” BSP | Brass | -
Brannan | Monitoring & Measuring Instruments | 39/008/9 | BRASS GAUGE COCKS, With Vent hole, 1/4” BSP F & F | 547 | HVAC & Plumbing | Pressure Gauge Cocks | 1/4” BSP | Brass | -
Brannan | Monitoring & Measuring Instruments | 39/200/9 | BRASS GAUGE COCKS, With Vent hole, 1/4” BSP M & F | 547 | HVAC & Plumbing | Pressure Gauge Cocks | 1/4” BSP | Brass | -
Brannan | Monitoring & Measuring Instruments | 39/202/8 | BRASS GAUGE COCKS, With Vent hole, 3/8” BSP M & F | 510 | HVAC & Plumbing | Pressure Gauge Cocks | 3/8” BSP | Brass | -
Brannan | Monitoring & Measuring Instruments | 39/202/9 | BRASS GAUGE COCKS, With Vent hole, 1/2” BSP M & F | 732 | HVAC & Plumbing | Pressure Gauge Cocks | 1/2” BSP | Brass | -
Brannan | Monitoring & Measuring Instruments | 39/207/0 | BRASS GAUGE COCKS, Standard, 3/8” NPT F & F | 490 | HVAC & Plumbing | Pressure Gauge Cocks | 3/8” NPT | Brass | -
Brannan | Monitoring & Measuring Instruments | 39/003/4 | BRASS GAUGE COCKS, Standard, 1/2” NPT F & F | 704 | HVAC & Plumbing | Pressure Gauge Cocks | 1/2” NPT | Brass | -
Brannan | Monitoring & Measuring Instruments | 39/206/0 | BRASS GAUGE COCKS, Standard, 1/4” NPT F & F | 524 | HVAC & Plumbing | Pressure Gauge Cocks | 1/4” NPT | Brass | -
Brannan | Monitoring & Measuring Instruments | 39/208/0 | BRASS GAUGE COCKS, Standard, 1/4” NPT M & F | 524 | HVAC & Plumbing | Pressure Gauge Cocks | 1/4” NPT | Brass | -
Brannan | Monitoring & Measuring Instruments | 39/209/0 | BRASS GAUGE COCKS, Standard, 3/8” NPT M & F | 490 | HVAC & Plumbing | Pressure Gauge Cocks | 3/8” NPT | Brass | -
Brannan | Monitoring & Measuring Instruments | 39/203/4 | BRASS GAUGE COCKS, Standard, 1/2” NPT M & F | 704 | HVAC & Plumbing | Pressure Gauge Cocks | 1/2” NPT | Brass | -
Brannan | Monitoring & Measuring Instruments | 39/207/9 | BRASS GAUGE COCKS, With Vent hole, 3/8” NPT F & F | 510 | HVAC & Plumbing | Pressure Gauge Cocks | 3/8” NPT | Brass | -
Brannan | Monitoring & Measuring Instruments | 39/003/5 | BRASS GAUGE COCKS, With Vent hole, 1/2” NPT F & F | 732 | HVAC & Plumbing | Pressure Gauge Cocks | 1/2” NPT | Brass | -
Brannan | Monitoring & Measuring Instruments | 39/206/9 | BRASS GAUGE COCKS, With Vent hole, 1/4” NPT F & F | 547 | HVAC & Plumbing | Pressure Gauge Cocks | 1/4” NPT | Brass | -
Brannan | Monitoring & Measuring Instruments | 39/208/9 | BRASS GAUGE COCKS, With Vent hole, 1/4” NPT M & F | 547 | HVAC & Plumbing | Pressure Gauge Cocks | 1/4” NPT | Brass | -
Brannan | Monitoring & Measuring Instruments | 39/209/9 | BRASS GAUGE COCKS, With Vent hole, 3/8” NPT M & F | 510 | HVAC & Plumbing | Pressure Gauge Cocks | 3/8” NPT | Brass | -
Brannan | Monitoring & Measuring Instruments | 39/203/5 | BRASS GAUGE COCKS, With Vent hole, 1/2” NPT M & F | 732 | HVAC & Plumbing | Pressure Gauge Cocks | 1/2” NPT | Brass | -
Brannan | Monitoring & Measuring Instruments | 39/308/0 | THERMOMETER AND PRESSURE GAUGE TEST PLUGS, Brass, 1/4” BSPT M | 380 | HVAC & Plumbing | Thermometers & Pressure Gauges Test Plugs | 1/4” BSPT | Brass | -
Brannan | Monitoring & Measuring Instruments | 39/312/0 | THERMOMETER AND PRESSURE GAUGE TEST PLUGS, Brass, 1/2” BSPT M | 509 | HVAC & Plumbing | Thermometers & Pressure Gauges Test Plugs | 1/2” BSPT | Brass | -
Brannan | Monitoring & Measuring Instruments | 39/313/0 | THERMOMETER AND PRESSURE GAUGE TEST PLUGS, Brass, with 50mm lagging extension, 1/4” BSPT M | 954 | HVAC & Plumbing | Thermometers & Pressure Gauges Test Plugs | 1/4” BSPT | Brass | -
Brannan | Monitoring & Measuring Instruments | 39/314/0 | THERMOMETER AND PRESSURE GAUGE TEST PLUGS, Brass, with 50mm lagging extension, 1/2” BSPT M | 1234 | HVAC & Plumbing | Thermometers & Pressure Gauges Test Plugs | 1/2” BSPT | Brass | -
Brannan | Monitoring & Measuring Instruments | 39/303/1 | POROUS TYPE SNUBBERS FOR PRESSURE GAUGE, 100 bar, 1/4” BSP M x 1/4” BSP F | 460 | HVAC & Plumbing | Pressure Gauge Porous Type Snubber | 1/4” BSP | Brass | -
Brannan | Monitoring & Measuring Instruments | 39/303/0 | POROUS TYPE SNUBBERS FOR PRESSURE GAUGE, 100 bar, 1/4” NPT M x 1/4” NPT F | 460 | HVAC & Plumbing | Pressure Gauge Porous Type Snubber | 1/4” NPT | Brass | -
Brannan | Monitoring & Measuring Instruments | 39/303/3 | POROUS TYPE SNUBBERS FOR PRESSURE GAUGE, 135 bar, 3/8” BSP M x 3/8” BSP F, | 675 | HVAC & Plumbing | Pressure Gauge Porous Type Snubber | 3/8” BSP | Brass | -
Brannan | Monitoring & Measuring Instruments | 39/303/2 | POROUS TYPE SNUBBERS FOR PRESSURE GAUGE, 135 bar, 3/8” NPT M x 3/8” NPT F | 675 | HVAC & Plumbing | Pressure Gauge Porous Type Snubber | 3/8” NPT | Brass | -
Brannan | Monitoring & Measuring Instruments | 39/303/5 | POROUS TYPE SNUBBERS FOR PRESSURE GAUGE, 340 bar, 1/2” BSP M x 1/2” BSP F | 697 | HVAC & Plumbing | Pressure Gauge Porous Type Snubber | 1/2” BSP | Brass | -
Brannan | Monitoring & Measuring Instruments | 39/303/4 | POROUS TYPE SNUBBERS FOR PRESSURE GAUGE, 340 bar, 1/2” NPT M x 1/2” NPT F | 697 | HVAC & Plumbing | Pressure Gauge Porous Type Snubber | 1/2” NPT | Brass | -
Brannan | Monitoring & Measuring Instruments | 39/004/0 | Brass Needle Valve, 16 bar, 1/4” NPT F x F | 512 | HVAC & Plumbing | Pressure Gauge Needle Valve | 1/4” NPT | Brass | -
Brannan | Monitoring & Measuring Instruments | 39/004/1 | Brass Needle Valve, 16 bar, 1/2” BSP F x F | 881 | HVAC & Plumbing | Pressure Gauge Needle Valve | 1/2” BSP | Brass | -
Brannan | Monitoring & Measuring Instruments | 39/004/4 | Brass Needle Valve, 16 bar, 1/2” NPT F x F | 881 | HVAC & Plumbing | Pressure Gauge Needle Valve | 1/2” NPT | Brass | -
Brannan | Monitoring & Measuring Instruments | 39/010/0 | U Syphon, Mild Steel, 25 bar, 1/4” BSP M x 1/4” BSP M | 618 | HVAC & Plumbing | Pressure Gauge U Syphon | 1/4” BSP | Mild Steel | -
Brannan | Monitoring & Measuring Instruments | 39/011/0 | U Syphon, Mild Steel, 25 bar, 3/8” BSP M x 3/8” BSP M | 595 | HVAC & Plumbing | Pressure Gauge U Syphon | 3/8” BSP | Mild Steel | -
Brannan | Monitoring & Measuring Instruments | 39/012/0 | U Syphon, Mild Steel, 25 bar, 1/2” BSP M x 1/2” BSP M | 640 | HVAC & Plumbing | Pressure Gauge U Syphon | 1/2” BSP | Mild Steel | -
Brannan | Monitoring & Measuring Instruments | 39/014/0 | U Syphon, Mild Steel, 25 bar, 1/4” NPT M x 1/4” NPT M | 618 | HVAC & Plumbing | Pressure Gauge U Syphon | 1/4” NPT | Mild Steel | -
Brannan | Monitoring & Measuring Instruments | 39/041/0 | U Syphon, Mild Steel, 25 bar, 3/8” NPT M x 3/8” NPT M | 595 | HVAC & Plumbing | Pressure Gauge U Syphon | 3/8” NPT | Mild Steel | -
Brannan | Monitoring & Measuring Instruments | 39/042/0 | U Syphon, Mild Steel, 25 bar, 1/2” NPT M x 1/2” NPT M | 640 | HVAC & Plumbing | Pressure Gauge U Syphon | 1/2” NPT | Mild Steel | -
Brannan | Monitoring & Measuring Instruments | 39/018/0 | U Syphon, Stainless Steel, 25 bar, 1/4” NPT M x 1/4” NPT M | 903 | HVAC & Plumbing | Pressure Gauge U Syphon | 1/4” NPT | Stainless Steel | -
Brannan | Monitoring & Measuring Instruments | 39/019/0 | U Syphon, Stainless Steel, 25 bar, 1/4” BSP M x 1/4” BSP M | 903 | HVAC & Plumbing | Pressure Gauge U Syphon | 1/4” BSP | Stainless Steel | -
Brannan | Monitoring & Measuring Instruments | 39/022/0 | U Syphon, Stainless Steel, 25 bar, 3/8” BSP M x 3/8” BSP M | 1151 | HVAC & Plumbing | Pressure Gauge U Syphon | 3/8” BSP | Stainless Steel | -
Brannan | Monitoring & Measuring Instruments | 39/043/0 | U Syphon, Stainless Steel, 25 bar, 1/2” NPT M x 1/2” NPT M | 1295 | HVAC & Plumbing | Pressure Gauge U Syphon | 1/2” NPT | Stainless Steel | -
Brannan | Monitoring & Measuring Instruments | 39/044/0 | U Syphon, Stainless Steel, 25 bar, 3/8” NPT M x 3/8” NPT M | 1151 | HVAC & Plumbing | Pressure Gauge U Syphon | 3/8” NPT | Stainless Steel | -
Brannan | Monitoring & Measuring Instruments | 39/050/0 | U Syphon, Stainless Steel, 25 bar, 1/2” BSP M x 1/2” BSP M | 1295 | HVAC & Plumbing | Pressure Gauge U Syphon | 1/2” BSP | Stainless Steel | -
Brannan | Monitoring & Measuring Instruments | 39/015/0 | Ring Syphon, Mild Steel, 25 bar, 3/8” BSP M x 3/8” BSP M | 595 | HVAC & Plumbing | Pressure Gauge Ring Syphon | 3/8” BSP | Mild Steel | -
Brannan | Monitoring & Measuring Instruments | 39/016/0 | Ring Syphon, Mild Steel, 25 bar, 1/2” BSP M x 1/2” BSP M | 640 | HVAC & Plumbing | Pressure Gauge Ring Syphon | 1/2” BSP | Mild Steel | -
Brannan | Monitoring & Measuring Instruments | 39/020/0 | Ring Syphon, Mild Steel, 25 bar, 1/4” NPT M x 1/4” NPT M | 618 | HVAC & Plumbing | Pressure Gauge Ring Syphon | 1/4” NPT | Mild Steel | -
Brannan | Monitoring & Measuring Instruments | 39/024/0 | Ring Syphon, Mild Steel, 25 bar, 1/4” BSP M x 1/4” BSP M | 618 | HVAC & Plumbing | Pressure Gauge Ring Syphon | 1/4” BSP | Mild Steel | -
Brannan | Monitoring & Measuring Instruments | 39/045/0 | Ring Syphon, Mild Steel, 25 bar, 3/8” NPT M x 3/8” NPT M | 595 | HVAC & Plumbing | Pressure Gauge Ring Syphon | 3/8” NPT | Mild Steel | -
Brannan | Monitoring & Measuring Instruments | 39/046/0 | Ring Syphon, Mild Steel, 25 bar, 1/2” NPT M x 1/2” NPT M | 640 | HVAC & Plumbing | Pressure Gauge Ring Syphon | 1/2” NPT | Mild Steel | -
Brannan | Monitoring & Measuring Instruments | 39/023/0 | Ring Syphon, Stainless Steel, 25 bar, 3/8” BSP M x 3/8” BSP M | 1083 | HVAC & Plumbing | Pressure Gauge Ring Syphon | 3/8” BSP | Stainless Steel | -
Brannan | Monitoring & Measuring Instruments | 39/029/0 | Ring Syphon, Stainless Steel, 25 bar, 1/4” NPT M x 1/4” NPT M | 903 | HVAC & Plumbing | Pressure Gauge Ring Syphon | 1/4” NPT | Stainless Steel | -
Brannan | Monitoring & Measuring Instruments | 39/031/0 | Ring Syphon, Stainless Steel, 25 bar, 1/4” BSP M x 1/4” BSP M | 903 | HVAC & Plumbing | Pressure Gauge Ring Syphon | 1/4” BSP | Stainless Steel | -
Brannan | Monitoring & Measuring Instruments | 39/047/0 | Ring Syphon, Stainless Steel, 25 bar, 1/2” NPT M x 1/2” NPT M | 1295 | HVAC & Plumbing | Pressure Gauge Ring Syphon | 1/2” NPT | Stainless Steel | -
Brannan | Monitoring & Measuring Instruments | 39/048/0 | Ring Syphon, Stainless Steel, 25 bar, 3/8” NPT M x 3/8” NPT M | 1083 | HVAC & Plumbing | Pressure Gauge Ring Syphon | 3/8” NPT | Stainless Steel | -
Brannan | Monitoring & Measuring Instruments | 39/049/0 | Ring Syphon, Stainless Steel, 25 bar, 1/2” BSP M x 1/2” BSP M | 1295 | HVAC & Plumbing | Pressure Gauge Ring Syphon | 1/2” BSP | Stainless Steel | -
Brannan | Monitoring & Measuring Instruments | 200/501/0 | AL CASE ADJUSTABLE ANGLE THERMOMETERS, -40 to 110°F&C, 250 mm Case, 90 mm Stem, 3/4" NPT, ADJUSTABLE, IP 54, Blue Liquid Filing | 2819 | HVAC & Plumbing | Adjustable Liquid-In-Glass Thermometers | 3/4" NPT | Aluminum | -
Brannan | Monitoring & Measuring Instruments | 200/506/0 | AL CASE ADJUSTABLE ANGLE THERMOMETERS, 0 to 160°F&C, 250 mm Case, 90 mm Stem, 3/4" NPT, ADJUSTABLE, IP 54, Blue Liquid Filing | 2819 | HVAC & Plumbing | Adjustable Liquid-In-Glass Thermometers | 3/4" NPT | Aluminum | -
Brannan | Monitoring & Measuring Instruments | 200/502/0 | AL CASE ADJUSTABLE ANGLE THERMOMETERS, 30 to 180°F&C, 250 mm Case, 90 mm Stem, 3/4" NPT, ADJUSTABLE, IP 54, Blue Liquid Filing | 2819 | HVAC & Plumbing | Adjustable Liquid-In-Glass Thermometers | 3/4" NPT | Aluminum | -
Brannan | Monitoring & Measuring Instruments | 200/503/0 | AL CASE ADJUSTABLE ANGLE THERMOMETERS, 30 to 240°F&C, 250 mm Case, 90 mm Stem, 3/4" NPT, ADJUSTABLE, IP 54, Blue Liquid Filing | 2819 | HVAC & Plumbing | Adjustable Liquid-In-Glass Thermometers | 3/4" NPT | Aluminum | -
Brannan | Monitoring & Measuring Instruments | 200/504/0 | AL CASE ADJUSTABLE ANGLE THERMOMETERS, 30 to 300°F&C, 250 mm Case, 90 mm Stem, 3/4" NPT, ADJUSTABLE, IP 54, Blue Liquid Filing | 2819 | HVAC & Plumbing | Adjustable Liquid-In-Glass Thermometers | 3/4" NPT | Aluminum | -
Brannan | Monitoring & Measuring Instruments | 200/505/0 | AL CASE ADJUSTABLE ANGLE THERMOMETERS, 50 to 400°F&C, 250 mm Case, 90 mm Stem, 3/4" NPT, ADJUSTABLE, IP 54, Blue Liquid Filing | 2819 | HVAC & Plumbing | Adjustable Liquid-In-Glass Thermometers | 3/4" NPT | Aluminum | -
Brannan | Monitoring & Measuring Instruments | 200/601/0 | AL CASE ADJUSTABLE ANGLE THERMOMETERS, -40 to 110°F&C, 250 mm Case, 150 mm Stem, 3/4" NPT, ADJUSTABLE, IP 54, Blue Liquid Filing | 3791 | HVAC & Plumbing | Adjustable Liquid-In-Glass Thermometers | 3/4" NPT | Aluminum | -
Brannan | Monitoring & Measuring Instruments | 200/606/0 | AL CASE ADJUSTABLE ANGLE THERMOMETERS, 0 to 160°F&C, 250 mm Case, 150 mm Stem, 3/4" NPT, ADJUSTABLE, IP 54, Blue Liquid Filing | 3791 | HVAC & Plumbing | Adjustable Liquid-In-Glass Thermometers | 3/4" NPT | Aluminum | -
Brannan | Monitoring & Measuring Instruments | 200/602/0 | AL CASE ADJUSTABLE ANGLE THERMOMETERS, 30 to 180°F&C, 250 mm Case, 150 mm Stem, 3/4" NPT, ADJUSTABLE, IP 54, Blue Liquid Filing | 3791 | HVAC & Plumbing | Adjustable Liquid-In-Glass Thermometers | 3/4" NPT | Aluminum | -
Brannan | Monitoring & Measuring Instruments | 200/603/0 | AL CASE ADJUSTABLE ANGLE THERMOMETERS, 30 to 240°F&C, 250 mm Case, 150 mm Stem, 3/4" NPT, ADJUSTABLE, IP 54, Blue Liquid Filing | 3791 | HVAC & Plumbing | Adjustable Liquid-In-Glass Thermometers | 3/4" NPT | Aluminum | -
Brannan | Monitoring & Measuring Instruments | 200/604/0 | AL CASE ADJUSTABLE ANGLE THERMOMETERS, 30 to 300°F&C, 250 mm Case, 150 mm Stem, 3/4" NPT, ADJUSTABLE, IP 54, Blue Liquid Filing | 3791 | HVAC & Plumbing | Adjustable Liquid-In-Glass Thermometers | 3/4" NPT | Aluminum | -
Brannan | Monitoring & Measuring Instruments | 200/605/0 | AL CASE ADJUSTABLE ANGLE THERMOMETERS, 50 to 400°F&C, 250 mm Case, 150 mm Stem, 3/4" NPT, ADJUSTABLE, IP 54, Blue Liquid Filing | 3791 | HVAC & Plumbing | Adjustable Liquid-In-Glass Thermometers | 3/4" NPT | Aluminum | -
Brannan | Monitoring & Measuring Instruments | 200/501/1 | AL CASE ADJUSTABLE ANGLE THERMOMETERS, -40 to 110°F&C, 250 mm Case, 90 mm Stem + 25 mm Lag. Ext., 3/4" NPT, ADJUSTABLE, IP 54, Blue Liquid Filing | 3544 | HVAC & Plumbing | Adjustable Liquid-In-Glass Thermometers | 3/4" NPT | Aluminum | -
Brannan | Monitoring & Measuring Instruments | 200/506/1 | AL CASE ADJUSTABLE ANGLE THERMOMETERS, 0 to 160°F&C, 250 mm Case, 90 mm Stem + 25 mm Lag. Ext., 3/4" NPT, ADJUSTABLE, IP 54, Blue Liquid Filing | 3544 | HVAC & Plumbing | Adjustable Liquid-In-Glass Thermometers | 3/4" NPT | Aluminum | -
Brannan | Monitoring & Measuring Instruments | 200/502/1 | AL CASE ADJUSTABLE ANGLE THERMOMETERS, 30 to 180°F&C, 250 mm Case, 90 mm Stem + 25 mm Lag. Ext., 3/4" NPT, ADJUSTABLE, IP 54, Blue Liquid Filing | 3544 | HVAC & Plumbing | Adjustable Liquid-In-Glass Thermometers | 3/4" NPT | Aluminum | -
Brannan | Monitoring & Measuring Instruments | 200/503/1 | AL CASE ADJUSTABLE ANGLE THERMOMETERS, 30 to 240°F&C, 250 mm Case, 90 mm Stem + 25 mm Lag. Ext., 3/4" NPT, ADJUSTABLE, IP 54, Blue Liquid Filing | 3544 | HVAC & Plumbing | Adjustable Liquid-In-Glass Thermometers | 3/4" NPT | Aluminum | -
Brannan | Monitoring & Measuring Instruments | 200/504/1 | AL CASE ADJUSTABLE ANGLE THERMOMETERS, 30 to 300°F&C, 250 mm Case, 90 mm Stem + 25 mm Lag. Ext., 3/4" NPT, ADJUSTABLE, IP 54, Blue Liquid Filing | 3544 | HVAC & Plumbing | Adjustable Liquid-In-Glass Thermometers | 3/4" NPT | Aluminum | -
Brannan | Monitoring & Measuring Instruments | 200/505/1 | AL CASE ADJUSTABLE ANGLE THERMOMETERS, 50 to 400°F&C, 250 mm Case, 90 mm Stem + 25 mm Lag. Ext., 3/4" NPT, ADJUSTABLE, IP 54, Blue Liquid Filing | 3544 | HVAC & Plumbing | Adjustable Liquid-In-Glass Thermometers | 3/4" NPT | Aluminum | -
Brannan | Monitoring & Measuring Instruments | 200/601/1 | AL CASE ADJUSTABLE ANGLE THERMOMETERS, -40 to 110°F&C, 250 mm Case, 150 mm Stem + 25 mm Lag. Ext., 3/4" NPT, ADJUSTABLE, IP 54, Blue Liquid Filing | 4020 | HVAC & Plumbing | Adjustable Liquid-In-Glass Thermometers | 3/4" NPT | Aluminum | -
Brannan | Monitoring & Measuring Instruments | 200/606/1 | AL CASE ADJUSTABLE ANGLE THERMOMETERS, 0 to 160°F&C, 250 mm Case, 150 mm Stem + 25 mm Lag. Ext., 3/4" NPT, ADJUSTABLE, IP 54, Blue Liquid Filing | 4020 | HVAC & Plumbing | Adjustable Liquid-In-Glass Thermometers | 3/4" NPT | Aluminum | -
Brannan | Monitoring & Measuring Instruments | 200/602/1 | AL CASE ADJUSTABLE ANGLE THERMOMETERS, 30 to 180°F&C, 250 mm Case, 150 mm Stem + 25 mm Lag. Ext., 3/4" NPT, ADJUSTABLE, IP 54, Blue Liquid Filing | 4020 | HVAC & Plumbing | Adjustable Liquid-In-Glass Thermometers | 3/4" NPT | Aluminum | -
Brannan | Monitoring & Measuring Instruments | 200/603/1 | AL CASE ADJUSTABLE ANGLE THERMOMETERS, 30 to 240°F&C, 250 mm Case, 150 mm Stem + 25 mm Lag. Ext., 3/4" NPT, ADJUSTABLE, IP 54, Blue Liquid Filing | 4020 | HVAC & Plumbing | Adjustable Liquid-In-Glass Thermometers | 3/4" NPT | Aluminum | -
Brannan | Monitoring & Measuring Instruments | 200/604/1 | AL CASE ADJUSTABLE ANGLE THERMOMETERS, 30 to 300°F&C, 250 mm Case, 150 mm Stem + 25 mm Lag. Ext., 3/4" NPT, ADJUSTABLE, IP 54, Blue Liquid Filing | 4020 | HVAC & Plumbing | Adjustable Liquid-In-Glass Thermometers | 3/4" NPT | Aluminum | -
Brannan | Monitoring & Measuring Instruments | 200/605/1 | AL CASE ADJUSTABLE ANGLE THERMOMETERS, 50 to 400°F&C, 250 mm Case, 150 mm Stem + 25 mm Lag. Ext., 3/4" NPT, ADJUSTABLE, IP 54, Blue Liquid Filing | 4020 | HVAC & Plumbing | Adjustable Liquid-In-Glass Thermometers | 3/4" NPT | Aluminum | -
Brannan | Monitoring & Measuring Instruments | 200/705/0 | 5" INDUSTRIAL LIQUID-IN-GLASS THERMOMETER, 1/2" NPT STRAIGHT (BOTTOM ENTRY), 45MM STEM, 5/120F & -15/50C | 1093 | HVAC & Plumbing | Liquid-In-Glass Thermometers | 1/2” NPT | Aluminum | -
Brannan | Monitoring & Measuring Instruments | 200/705/1 | 5" INDUSTRIAL LIQUID-IN-GLASS THERMOMETER, 1/2" NPT STRAIGHT (BOTTOM ENTRY), 100MM STEM, 5/120F & -15/50C | 1358 | HVAC & Plumbing | Liquid-In-Glass Thermometers | 1/2” NPT | Aluminum | -
GVI | Fire Protection and Detection Systems | 2"-50-G-Gyl | GVI - Fire Pump Test Meter, 4" Analog Dial - Gylcerin Filled, 2" Grooved, 25 – 100 GPM, FM Approved | 50850 | Fire Fighting & Detection | FF Pump Flow Meter | 2" | Ductile Iron | 50 GPM
GVI | Fire Protection and Detection Systems | 2.5"-100-G-Gyl | GVI - Fire Pump Test Meter, 4" Analog Dial - Gylcerin Filled, 2-1/2" Grooved, 50 - 200 GPM, FM Approved | 50850 | Fire Fighting & Detection | FF Pump Flow Meter | 2-1/2" | Ductile Iron | 100 GPM
GVI | Fire Protection and Detection Systems | 3"-150-G-Gyl | GVI - Fire Pump Test Meter, 4" Analog Dial - Gylcerin Filled, 3" Grooved, 75 – 300 GPM, FM Approved | 50850 | Fire Fighting & Detection | FF Pump Flow Meter | 3" | Ductile Iron | 150 GPM
GVI | Fire Protection and Detection Systems | 3"-200-G-Gyl | GVI - Fire Pump Test Meter, 4" Analog Dial - Gylcerin Filled, 3" Grooved, 100 – 400 GPM, FM Approved | 50850 | Fire Fighting & Detection | FF Pump Flow Meter | 3" | Ductile Iron | 200 GPM
GVI | Fire Protection and Detection Systems | 4"-250-G-Gyl | GVI - Fire Pump Test Meter, 4" Analog Dial - Gylcerin Filled, 4" Grooved, 125 – 500 GPM, FM Approved | 50850 | Fire Fighting & Detection | FF Pump Flow Meter | 4" | Ductile Iron | 250 GPM
GVI | Fire Protection and Detection Systems | 4"-300-G-Gyl | GVI - Fire Pump Test Meter, 4" Analog Dial - Gylcerin Filled, 4" Grooved, 150 – 600 GPM, FM Approved | 50850 | Fire Fighting & Detection | FF Pump Flow Meter | 4" | Ductile Iron | 300 GPM
GVI | Fire Protection and Detection Systems | 4"-400-G-Gyl | GVI - Fire Pump Test Meter, 4" Analog Dial - Gylcerin Filled, 4" Grooved, 200 – 800 GPM, FM Approved | 50850 | Fire Fighting & Detection | FF Pump Flow Meter | 4" | Ductile Iron | 400 GPM
GVI | Fire Protection and Detection Systems | 4"-450-G-Gyl | GVI - Fire Pump Test Meter, 4" Analog Dial - Gylcerin Filled, 4" Grooved, 225 – 900 GPM, FM Approved | 50850 | Fire Fighting & Detection | FF Pump Flow Meter | 4" | Ductile Iron | 450 GPM
GVI | Fire Protection and Detection Systems | 5"-450-G-Gyl | GVI - Fire Pump Test Meter, 4" Analog Dial - Gylcerin Filled, 5" Grooved, 225 – 900 GPM, FM Approved | 55390 | Fire Fighting & Detection | FF Pump Flow Meter | 5" | Ductile Iron | 450 GPM
GVI | Fire Protection and Detection Systems | 5"-500-G-Gyl | GVI - Fire Pump Test Meter, 4" Analog Dial - Gylcerin Filled, 5" Grooved, 250 – 1000 GPM, FM Approved | 55390 | Fire Fighting & Detection | FF Pump Flow Meter | 5" | Ductile Iron | 500 GPM
GVI | Fire Protection and Detection Systems | 5"-750-G-Gyl | GVI - Fire Pump Test Meter, 4" Analog Dial - Gylcerin Filled, 5" Grooved, 375 – 1500 GPM, FM Approved | 55390 | Fire Fighting & Detection | FF Pump Flow Meter | 5" | Ductile Iron | 750 GPM
GVI | Fire Protection and Detection Systems | 6"-500-G-Gyl | GVI - Fire Pump Test Meter, 4" Analog Dial - Gylcerin Filled, 6" Grooved, 250 – 1000 GPM, FM Approved | 55844 | Fire Fighting & Detection | FF Pump Flow Meter | 6" | Ductile Iron | 500 GPM
GVI | Fire Protection and Detection Systems | 6"-750-G-Gyl | GVI - Fire Pump Test Meter, 4" Analog Dial - Gylcerin Filled, 6" Grooved, 375 – 1500 GPM, FM Approved | 55844 | Fire Fighting & Detection | FF Pump Flow Meter | 6" | Ductile Iron | 750 GPM
GVI | Fire Protection and Detection Systems | 6"-1250-G-Gyl | GVI - Fire Pump Test Meter, 4" Analog Dial - Gylcerin Filled, 6" Grooved, 625- 2500 GPM, FM Approved | 55844 | Fire Fighting & Detection | FF Pump Flow Meter | 6" | Ductile Iron | 100 GPM
GVI | Fire Protection and Detection Systems | 6"-1000-G-Gyl | GVI - Fire Pump Test Meter, 4" Analog Dial - Gylcerin Filled, 6" Grooved, 500 – 2000 GPM, FM Approved | 55844 | Fire Fighting & Detection | FF Pump Flow Meter | 6" | Ductile Iron | 1250 GPM
GVI | Fire Protection and Detection Systems | 8"-1000-G-Gyl | GVI - Fire Pump Test Meter, 4" Analog Dial - Gylcerin Filled, 8" Grooved, 500 – 2000 GPM, FM Approved | 63903 | Fire Fighting & Detection | FF Pump Flow Meter | 8" | Ductile Iron | 1000 GPM
GVI | Fire Protection and Detection Systems | 8"-1250-G-Gyl | GVI - Fire Pump Test Meter, 4" Analog Dial - Gylcerin Filled, 8" Grooved, 625 – 2500 GPM, FM Approved | 63903 | Fire Fighting & Detection | FF Pump Flow Meter | 8" | Ductile Iron | 1250 GPM
GVI | Fire Protection and Detection Systems | 8"-1500-G-Gyl | GVI - Fire Pump Test Meter, 4" Analog Dial - Gylcerin Filled, 8" Grooved, 750 – 3000 GPM, FM Approved | 63903 | Fire Fighting & Detection | FF Pump Flow Meter | 8" | Ductile Iron | 1500 GPM
GVI | Fire Protection and Detection Systems | 8"-2000-G-Gyl | GVI - Fire Pump Test Meter, 4" Analog Dial - Gylcerin Filled, 8" Grooved, 1000 – 4000 GPM, FM Approved | 63903 | Fire Fighting & Detection | FF Pump Flow Meter | 8" | Ductile Iron | 2000 GPM
GVI | Fire Protection and Detection Systems | 8"-2500-G-Gyl | GVI - Fire Pump Test Meter, 4" Analog Dial - Gylcerin Filled, 8" Grooved, 1250 – 5000 GPM, FM Approved | 63903 | Fire Fighting & Detection | FF Pump Flow Meter | 8" | Ductile Iron | 2500 GPM
GVI | Fire Protection and Detection Systems | 8"-3000-G-Gyl | GVI - Fire Pump Test Meter, 4" Analog Dial - Gylcerin Filled, 8" Grooved, 1500 – 6000 GPM, FM Approved | 63903 | Fire Fighting & Detection | FF Pump Flow Meter | 8" | Ductile Iron | 3000 GPM
GVI | Fire Protection and Detection Systems | 10"-1500-G-Gyl | GVI - Fire Pump Test Meter, 4" Analog Dial - Gylcerin Filled, 10" Grooved, 750 – 3000 GPM, FM Approved | 86264 | Fire Fighting & Detection | FF Pump Flow Meter | 10" | Ductile Iron | 1500 GPM
GVI | Fire Protection and Detection Systems | 10"-2000-G-Gyl | GVI - Fire Pump Test Meter, 4" Analog Dial - Gylcerin Filled, 10" Grooved, 1000 – 4000 GPM, FM Approved | 86264 | Fire Fighting & Detection | FF Pump Flow Meter | 10" | Ductile Iron | 2000 GPM
GVI | Fire Protection and Detection Systems | 10"-2500-G-Gyl | GVI - Fire Pump Test Meter, 4" Analog Dial - Gylcerin Filled, 10" Grooved, 1250 – 5000 GPM, FM Approved | 86264 | Fire Fighting & Detection | FF Pump Flow Meter | 10" | Ductile Iron | 2500 GPM
GVI | Fire Protection and Detection Systems | 10"-3000-G-Gyl | GVI - Fire Pump Test Meter, 4" Analog Dial - Gylcerin Filled, 10" Grooved, 1500 – 6000 GPM, FM Approved | 86264 | Fire Fighting & Detection | FF Pump Flow Meter | 10" | Ductile Iron | 3000 GPM
GVI | Fire Protection and Detection Systems | 10"-3500-G-Gyl | GVI - Fire Pump Test Meter, 4" Analog Dial - Gylcerin Filled, 10" Grooved, 1750 – 7000 GPM, FM Approved | 86264 | Fire Fighting & Detection | FF Pump Flow Meter | 10" | Ductile Iron | 3500 GPM
GVI | Fire Protection and Detection Systems | 10"-4000-G-Gyl | GVI - Fire Pump Test Meter, 4" Analog Dial - Gylcerin Filled, 10" Grooved, 2000 – 8000 GPM, FM Approved | 86264 | Fire Fighting & Detection | FF Pump Flow Meter | 10" | Ductile Iron | 4000 GPM
GVI | Fire Protection and Detection Systems | 10"-4500-G-Gyl | GVI - Fire Pump Test Meter, 4" Analog Dial - Gylcerin Filled, 10" Grooved, 2250 – 9000 GPM, FM Approved | 86264 | Fire Fighting & Detection | FF Pump Flow Meter | 10" | Ductile Iron | 4500 GPM
GVI | Fire Protection and Detection Systems | 12"-2000-G-Gyl | GVI - Fire Pump Test Meter, 4" Analog Dial - Gylcerin Filled, 12" Grooved, 1000 – 4000 GPM, FM Approved | 111008 | Fire Fighting & Detection | FF Pump Flow Meter | 12" | Ductile Iron | 2000 GPM
GVI | Fire Protection and Detection Systems | 12"-2500-G-Gyl | GVI - Fire Pump Test Meter, 4" Analog Dial - Gylcerin Filled, 12" Grooved, 1250– 5000 GPM, FM Approved | 111008 | Fire Fighting & Detection | FF Pump Flow Meter | 12" | Ductile Iron | 2500 GPM
GVI | Fire Protection and Detection Systems | 12"-3000-G-Gyl | GVI - Fire Pump Test Meter, 4" Analog Dial - Gylcerin Filled, 12" Grooved, 1500 – 6000 GPM, FM Approved | 111008 | Fire Fighting & Detection | FF Pump Flow Meter | 12" | Ductile Iron | 3000 GPM
GVI | Fire Protection and Detection Systems | 12"-3500-G-Gyl | GVI - Fire Pump Test Meter, 4" Analog Dial - Gylcerin Filled, 12" Grooved, 1750 – 7000 GPM, FM Approved | 111008 | Fire Fighting & Detection | FF Pump Flow Meter | 12" | Ductile Iron | 3500 GPM
GVI | Fire Protection and Detection Systems | 12"-4000-G-Gyl | GVI - Fire Pump Test Meter, 4" Analog Dial - Gylcerin Filled, 12" Grooved, 2000 – 8000 GPM, FM Approved | 111008 | Fire Fighting & Detection | FF Pump Flow Meter | 12" | Ductile Iron | 4000 GPM
GVI | Fire Protection and Detection Systems | 12"-4500-G-Gyl | GVI - Fire Pump Test Meter, 4" Analog Dial - Gylcerin Filled, 12" Grooved, 2250 - 9000 GPM, FM Approved | 111008 | Fire Fighting & Detection | FF Pump Flow Meter | 12" | Ductile Iron | 4500 GPM
GVI | Fire Protection and Detection Systems | 12"-5000-G-Gyl | GVI - Fire Pump Test Meter, 4" Analog Dial - Gylcerin Filled, 12" Grooved, 2500 - 10000 GPM, FM Approved | 111008 | Fire Fighting & Detection | FF Pump Flow Meter | 12" | Ductile Iron | 5000 GPM
GVI | Fire Protection and Detection Systems | 2"-50-F-Gyl | GVI - Fire Pump Test Meter, 4" Analog Dial - Gylcerin Filled, 2" Class 150 Flanged, 25 – 100 GPM, FM Approved | 73211 | Fire Fighting & Detection | Gylcerin Filled Flanged Fire Pump Test Meter | 2" | Ductile Iron | 50 GPM
GVI | Fire Protection and Detection Systems | 2.5"-100-F-Gyl | GVI - Fire Pump Test Meter, 4" Analog Dial - Gylcerin Filled, 2-1/2" Class 150 Flanged, 50 - 200 GPM, FM Approved | 73211 | Fire Fighting & Detection | Gylcerin Filled Flanged Fire Pump Test Meter | 2-1/2" | Ductile Iron | 100 GPM
GVI | Fire Protection and Detection Systems | 3"-150-F-Gyl | GVI - Fire Pump Test Meter, 4" Analog Dial - Gylcerin Filled, 3" Class 150 Flanged, 75 – 300 GPM, FM Approved | 73211 | Fire Fighting & Detection | Gylcerin Filled Flanged Fire Pump Test Meter | 3" | Ductile Iron | 150 GPM
GVI | Fire Protection and Detection Systems | 3"-200-F-Gyl | GVI - Fire Pump Test Meter, 4" Analog Dial - Gylcerin Filled, 3" Class 150 Flanged, 100 – 400 GPM, FM Approved | 73211 | Fire Fighting & Detection | Gylcerin Filled Flanged Fire Pump Test Meter | 3" | Ductile Iron | 200 GPM
GVI | Fire Protection and Detection Systems | 4"-250-F-Gyl | GVI - Fire Pump Test Meter, 4" Analog Dial - Gylcerin Filled, 4" Class 150 Flanged, 125 – 500 GPM, FM Approved | 73211 | Fire Fighting & Detection | Gylcerin Filled Flanged Fire Pump Test Meter | 4" | Ductile Iron | 250 GPM
GVI | Fire Protection and Detection Systems | 4"-300-F-Gyl | GVI - Fire Pump Test Meter, 4" Analog Dial - Gylcerin Filled, 4" Class 150 Flanged, 150 – 600 GPM, FM Approved | 73211 | Fire Fighting & Detection | Gylcerin Filled Flanged Fire Pump Test Meter | 4" | Ductile Iron | 300 GPM
GVI | Fire Protection and Detection Systems | 4"-400-F-Gyl | GVI - Fire Pump Test Meter, 4" Analog Dial - Gylcerin Filled, 4" Class 150 Flanged, 200 – 800 GPM, FM Approved | 73211 | Fire Fighting & Detection | Gylcerin Filled Flanged Fire Pump Test Meter | 4" | Ductile Iron | 400 GPM
GVI | Fire Protection and Detection Systems | 4"-450-F-Gyl | GVI - Fire Pump Test Meter, 4" Analog Dial - Gylcerin Filled, 4" Class 150 Flanged, 225 – 900 GPM, FM Approved | 73211 | Fire Fighting & Detection | Gylcerin Filled Flanged Fire Pump Test Meter | 4" | Ductile Iron | 450 GPM
GVI | Fire Protection and Detection Systems | 5"-450-F-Gyl | GVI - Fire Pump Test Meter, 4" Analog Dial - Gylcerin Filled, 5" Class 150 Flanged, 225 – 900 GPM, FM Approved | 81610 | Fire Fighting & Detection | Gylcerin Filled Flanged Fire Pump Test Meter | 5" | Ductile Iron | 450 GPM
GVI | Fire Protection and Detection Systems | 5"-500-F-Gyl | GVI - Fire Pump Test Meter, 4" Analog Dial - Gylcerin Filled, 5" Class 150 Flanged, 250 – 1000 GPM, FM Approved | 81610 | Fire Fighting & Detection | Gylcerin Filled Flanged Fire Pump Test Meter | 5" | Ductile Iron | 500 GPM
GVI | Fire Protection and Detection Systems | 5"-750-F-Gyl | GVI - Fire Pump Test Meter, 4" Analog Dial - Gylcerin Filled, 5" Class 150 Flanged, 375 – 1500 GPM, FM Approved | 81610 | Fire Fighting & Detection | Gylcerin Filled Flanged Fire Pump Test Meter | 5" | Ductile Iron | 750 GPM
GVI | Fire Protection and Detection Systems | 6"-500-F-Gyl | GVI - Fire Pump Test Meter, 4" Analog Dial - Gylcerin Filled, 6" Class 150 Flanged, 250 – 1000 GPM, FM Approved | 87058 | Fire Fighting & Detection | Gylcerin Filled Flanged Fire Pump Test Meter | 6" | Ductile Iron | 500 GPM
GVI | Fire Protection and Detection Systems | 6"-750-F-Gyl | GVI - Fire Pump Test Meter, 4" Analog Dial - Gylcerin Filled, 6" Class 150 Flanged, 375 – 1500 GPM, FM Approved | 87058 | Fire Fighting & Detection | Gylcerin Filled Flanged Fire Pump Test Meter | 6" | Ductile Iron | 750 GPM
GVI | Fire Protection and Detection Systems | 6"-1000-F-Gyl | GVI - Fire Pump Test Meter, 4" Analog Dial - Gylcerin Filled, 6" Class 150 Flanged, 500 – 2000 GPM, FM Approved | 87058 | Fire Fighting & Detection | Gylcerin Filled Flanged Fire Pump Test Meter | 6" | Ductile Iron | 100 GPM
GVI | Fire Protection and Detection Systems | 6"-1250-F-Gyl | GVI - Fire Pump Test Meter, 4" Analog Dial - Gylcerin Filled, 6" Class 150 Flanged, 625- 2500 GPM, FM Approved | 87058 | Fire Fighting & Detection | Gylcerin Filled Flanged Fire Pump Test Meter | 6" | Ductile Iron | 1250 GPM
GVI | Fire Protection and Detection Systems | 8"-1000-F-Gyl | GVI - Fire Pump Test Meter, 4" Analog Dial - Gylcerin Filled, 8" Class 150 Flanged, 500 – 2000 GPM, FM Approved | 103063 | Fire Fighting & Detection | Gylcerin Filled Flanged Fire Pump Test Meter | 8" | Ductile Iron | 1000 GPM
GVI | Fire Protection and Detection Systems | 8"-1250-F-Gyl | GVI - Fire Pump Test Meter, 4" Analog Dial - Gylcerin Filled, 8" Class 150 Flanged, 625 – 2500 GPM, FM Approved | 103063 | Fire Fighting & Detection | Gylcerin Filled Flanged Fire Pump Test Meter | 8" | Ductile Iron | 1250 GPM
GVI | Fire Protection and Detection Systems | 8"-1500-F-Gyl | GVI - Fire Pump Test Meter, 4" Analog Dial - Gylcerin Filled, 8" Class 150 Flanged, 750 – 3000 GPM, FM Approved | 103063 | Fire Fighting & Detection | Gylcerin Filled Flanged Fire Pump Test Meter | 8" | Ductile Iron | 1500 GPM
GVI | Fire Protection and Detection Systems | 8"-2000-F-Gyl | GVI - Fire Pump Test Meter, 4" Analog Dial - Gylcerin Filled, 8" Class 150 Flanged, 1000 – 4000 GPM, FM Approved | 103063 | Fire Fighting & Detection | Gylcerin Filled Flanged Fire Pump Test Meter | 8" | Ductile Iron | 2000 GPM
GVI | Fire Protection and Detection Systems | 8"-2500-F-Gyl | GVI - Fire Pump Test Meter, 4" Analog Dial - Gylcerin Filled, 8" Class 150 Flanged, 1250 – 5000 GPM, FM Approved | 103063 | Fire Fighting & Detection | Gylcerin Filled Flanged Fire Pump Test Meter | 8" | Ductile Iron | 2500 GPM
GVI | Fire Protection and Detection Systems | 8"-3000-F-Gyl | GVI - Fire Pump Test Meter, 4" Analog Dial - Gylcerin Filled, 8" Class 150 Flanged, 1500 – 6000 GPM, FM Approved | 103063 | Fire Fighting & Detection | Gylcerin Filled Flanged Fire Pump Test Meter | 8" | Ductile Iron | 3000 GPM
GVI | Fire Protection and Detection Systems | 10"-1500-F-Gyl | GVI - Fire Pump Test Meter, 4" Analog Dial - Gylcerin Filled, 10" Class 150 Flanged, 750 – 3000 GPM, FM Approved | 131780 | Fire Fighting & Detection | Gylcerin Filled Flanged Fire Pump Test Meter | 10" | Ductile Iron | 1500 GPM
GVI | Fire Protection and Detection Systems | 10"-2000-F-Gyl | GVI - Fire Pump Test Meter, 4" Analog Dial - Gylcerin Filled, 10" Class 150 Flanged, 1000 – 4000 GPM, FM Approved | 131780 | Fire Fighting & Detection | Gylcerin Filled Flanged Fire Pump Test Meter | 10" | Ductile Iron | 2000 GPM
GVI | Fire Protection and Detection Systems | 10"-2500-F-Gyl | GVI - Fire Pump Test Meter, 4" Analog Dial - Gylcerin Filled, 10" Class 150 Flanged, 1250 – 5000 GPM, FM Approved | 131780 | Fire Fighting & Detection | Gylcerin Filled Flanged Fire Pump Test Meter | 10" | Ductile Iron | 2500 GPM
GVI | Fire Protection and Detection Systems | 10"-3000-F-Gyl | GVI - Fire Pump Test Meter, 4" Analog Dial - Gylcerin Filled, 10" Class 150 Flanged, 1500 – 6000 GPM, FM Approved | 131780 | Fire Fighting & Detection | Gylcerin Filled Flanged Fire Pump Test Meter | 10" | Ductile Iron | 3000 GPM
GVI | Fire Protection and Detection Systems | 10"-3500-F-Gyl | GVI - Fire Pump Test Meter, 4" Analog Dial - Gylcerin Filled, 10" Class 150 Flanged, 1750 – 7000 GPM, FM Approved | 131780 | Fire Fighting & Detection | Gylcerin Filled Flanged Fire Pump Test Meter | 10" | Ductile Iron | 3500 GPM
GVI | Fire Protection and Detection Systems | 10"-4000-F-Gyl | GVI - Fire Pump Test Meter, 4" Analog Dial - Gylcerin Filled, 10" Class 150 Flanged, 2000 – 8000 GPM, FM Approved | 131780 | Fire Fighting & Detection | Gylcerin Filled Flanged Fire Pump Test Meter | 10" | Ductile Iron | 4000 GPM
GVI | Fire Protection and Detection Systems | 10"-4500-F-Gyl | GVI - Fire Pump Test Meter, 4" Analog Dial - Gylcerin Filled, 10" Class 150 Flanged, 2250 – 9000 GPM, FM Approved | 131780 | Fire Fighting & Detection | Gylcerin Filled Flanged Fire Pump Test Meter | 10" | Ductile Iron | 4500 GPM
GVI | Fire Protection and Detection Systems | 12"-2000-F-Gyl | GVI - Fire Pump Test Meter, 4" Analog Dial - Gylcerin Filled, 12" Class 150 Flanged, 1000 – 4000 GPM, FM Approved | 174458 | Fire Fighting & Detection | Gylcerin Filled Flanged Fire Pump Test Meter | 12" | Ductile Iron | 2000 GPM
GVI | Fire Protection and Detection Systems | 12"-2500-F-Gyl | GVI - Fire Pump Test Meter, 4" Analog Dial - Gylcerin Filled, 12" Class 150 Flanged, 1250– 5000 GPM, FM Approved | 174458 | Fire Fighting & Detection | Gylcerin Filled Flanged Fire Pump Test Meter | 12" | Ductile Iron | 2500 GPM
GVI | Fire Protection and Detection Systems | 12"-3000-F-Gyl | GVI - Fire Pump Test Meter, 4" Analog Dial - Gylcerin Filled, 12" Class 150 Flanged, 1500 – 6000 GPM, FM Approved | 174458 | Fire Fighting & Detection | Gylcerin Filled Flanged Fire Pump Test Meter | 12" | Ductile Iron | 3000 GPM
GVI | Fire Protection and Detection Systems | 12"-3500-F-Gyl | GVI - Fire Pump Test Meter, 4" Analog Dial - Gylcerin Filled, 12" Class 150 Flanged, 1750 – 7000 GPM, FM Approved | 174458 | Fire Fighting & Detection | Gylcerin Filled Flanged Fire Pump Test Meter | 12" | Ductile Iron | 3500 GPM
GVI | Fire Protection and Detection Systems | 12"-4000-F-Gyl | GVI - Fire Pump Test Meter, 4" Analog Dial - Gylcerin Filled, 12" Class 150 Flanged, 2000 – 8000 GPM, FM Approved | 174458 | Fire Fighting & Detection | Gylcerin Filled Flanged Fire Pump Test Meter | 12" | Ductile Iron | 4000 GPM
GVI | Fire Protection and Detection Systems | 12"-4500-F-Gyl | GVI - Fire Pump Test Meter, 4" Analog Dial - Gylcerin Filled, 12" Class 150 Flanged, 2250 - 9000 GPM, FM Approved | 174458 | Fire Fighting & Detection | Gylcerin Filled Flanged Fire Pump Test Meter | 12" | Ductile Iron | 4500 GPM
GVI | Fire Protection and Detection Systems | 12"-5000-F-Gyl | GVI - Fire Pump Test Meter, 4" Analog Dial - Gylcerin Filled, 12" Class 150 Flanged, 2500 - 10000 GPM, FM Approved | 174458 | Fire Fighting & Detection | Gylcerin Filled Flanged Fire Pump Test Meter | 12" | Ductile Iron | 5000 GPM
GVI | Fire Protection and Detection Systems | 2"-50-T-Gyl | GVI - Fire Pump Test Meter, 4" Analog Dial - Gylcerin Filled, 2" Class 300 Threaded, 25 – 100 GPM, FM Approved | 88307 | Fire Fighting & Detection | Gylcerin Filled Flanged Fire Pump Test Meter | 2" | Ductile Iron | 50 GPM
GVI | Fire Protection and Detection Systems | 2.5"-100-F3-Gyl | GVI - Fire Pump Test Meter, 4" Analog Dial - Gylcerin Filled, 2-1/2" Class 300 Flanged, 50 - 200 GPM, FM Approved | 88307 | Fire Fighting & Detection | Gylcerin Filled Flanged Fire Pump Test Meter | 2-1/2" | Ductile Iron | 100 GPM
GVI | Fire Protection and Detection Systems | 3"-150-F3-Gyl | GVI - Fire Pump Test Meter, 4" Analog Dial - Gylcerin Filled, 3" Class 300 Flanged, 75 – 300 GPM, FM Approved | 88307 | Fire Fighting & Detection | Gylcerin Filled Flanged Fire Pump Test Meter | 3" | Ductile Iron | 150 GPM
GVI | Fire Protection and Detection Systems | 3"-200-F3-Gyl | GVI - Fire Pump Test Meter, 4" Analog Dial - Gylcerin Filled, 3" Class 300 Flanged, 100 – 400 GPM, FM Approved | 88307 | Fire Fighting & Detection | Gylcerin Filled Flanged Fire Pump Test Meter | 3" | Ductile Iron | 200 GPM
GVI | Fire Protection and Detection Systems | 4"-250-F3-Gyl | GVI - Fire Pump Test Meter, 4" Analog Dial - Gylcerin Filled, 4" Class 300 Flanged, 125 – 500 GPM, FM Approved | 88307 | Fire Fighting & Detection | Gylcerin Filled Flanged Fire Pump Test Meter | 4" | Ductile Iron | 250 GPM
GVI | Fire Protection and Detection Systems | 4"-300-F3-Gyl | GVI - Fire Pump Test Meter, 4" Analog Dial - Gylcerin Filled, 4" Class 300 Flanged, 150 – 600 GPM, FM Approved | 88307 | Fire Fighting & Detection | Gylcerin Filled Flanged Fire Pump Test Meter | 4" | Ductile Iron | 300 GPM
GVI | Fire Protection and Detection Systems | 4"-400-F3-Gyl | GVI - Fire Pump Test Meter, 4" Analog Dial - Gylcerin Filled, 4" Class 300 Flanged, 200 – 800 GPM, FM Approved | 88307 | Fire Fighting & Detection | Gylcerin Filled Flanged Fire Pump Test Meter | 4" | Ductile Iron | 400 GPM
GVI | Fire Protection and Detection Systems | 4"-450-F3-Gyl | GVI - Fire Pump Test Meter, 4" Analog Dial - Gylcerin Filled, 4" Class 300 Flanged, 225 – 900 GPM, FM Approved | 88307 | Fire Fighting & Detection | Gylcerin Filled Flanged Fire Pump Test Meter | 4" | Ductile Iron | 450 GPM
GVI | Fire Protection and Detection Systems | 5"-450-F3-Gyl | GVI - Fire Pump Test Meter, 4" Analog Dial - Gylcerin Filled, 5" Class 300 Flanged, 225 – 900 GPM, FM Approved | 99203 | Fire Fighting & Detection | Gylcerin Filled Flanged Fire Pump Test Meter | 5" | Ductile Iron | 450 GPM
GVI | Fire Protection and Detection Systems | 5"-500-F3-Gyl | GVI - Fire Pump Test Meter, 4" Analog Dial - Gylcerin Filled, 5" Class 300 Flanged, 250 – 1000 GPM, FM Approved | 99203 | Fire Fighting & Detection | Gylcerin Filled Flanged Fire Pump Test Meter | 5" | Ductile Iron | 500 GPM
GVI | Fire Protection and Detection Systems | 5"-750-F3-Gyl | GVI - Fire Pump Test Meter, 4" Analog Dial - Gylcerin Filled, 5" Class 300 Flanged, 375 – 1500 GPM, FM Approved | 99203 | Fire Fighting & Detection | Gylcerin Filled Flanged Fire Pump Test Meter | 5" | Ductile Iron | 750 GPM
GVI | Fire Protection and Detection Systems | 6"-500-F3-Gyl | GVI - Fire Pump Test Meter, 4" Analog Dial - Gylcerin Filled, 6" Class 300 Flanged, 250 – 1000 GPM, FM Approved | 102495 | Fire Fighting & Detection | Gylcerin Filled Flanged Fire Pump Test Meter | 6" | Ductile Iron | 500 GPM
GVI | Fire Protection and Detection Systems | 6"-750-F3-Gyl | GVI - Fire Pump Test Meter, 4" Analog Dial - Gylcerin Filled, 6" Class 300 Flanged, 375 – 1500 GPM, FM Approved | 102495 | Fire Fighting & Detection | Gylcerin Filled Flanged Fire Pump Test Meter | 6" | Ductile Iron | 750 GPM
GVI | Fire Protection and Detection Systems | 6"-1000-F3-Gyl | GVI - Fire Pump Test Meter, 4" Analog Dial - Gylcerin Filled, 6" Class 300 Flanged, 500 – 2000 GPM, FM Approved | 102495 | Fire Fighting & Detection | Gylcerin Filled Flanged Fire Pump Test Meter | 6" | Ductile Iron | 100 GPM
GVI | Fire Protection and Detection Systems | 6"-1250-F3-Gyl | GVI - Fire Pump Test Meter, 4" Analog Dial - Gylcerin Filled, 6" Class 300 Flanged, 625- 2500 GPM, FM Approved | 102495 | Fire Fighting & Detection | Gylcerin Filled Flanged Fire Pump Test Meter | 6" | Ductile Iron | 1250 GPM
GVI | Fire Protection and Detection Systems | 8"-1000-F3-Gyl | GVI - Fire Pump Test Meter, 4" Analog Dial - Gylcerin Filled, 8" Class 300 Flanged, 500 – 2000 GPM, FM Approved | 130644 | Fire Fighting & Detection | Gylcerin Filled Flanged Fire Pump Test Meter | 8" | Ductile Iron | 1000 GPM
GVI | Fire Protection and Detection Systems | 8"-1250-F3-Gyl | GVI - Fire Pump Test Meter, 4" Analog Dial - Gylcerin Filled, 8" Class 300 Flanged, 625 – 2500 GPM, FM Approved | 130644 | Fire Fighting & Detection | Gylcerin Filled Flanged Fire Pump Test Meter | 8" | Ductile Iron | 1250 GPM
GVI | Fire Protection and Detection Systems | 8"-1500-F3-Gyl | GVI - Fire Pump Test Meter, 4" Analog Dial - Gylcerin Filled, 8" Class 300 Flanged, 750 – 3000 GPM, FM Approved | 130644 | Fire Fighting & Detection | Gylcerin Filled Flanged Fire Pump Test Meter | 8" | Ductile Iron | 1500 GPM
GVI | Fire Protection and Detection Systems | 8"-2000-F3-Gyl | GVI - Fire Pump Test Meter, 4" Analog Dial - Gylcerin Filled, 8" Class 300 Flanged, 1000 – 4000 GPM, FM Approved | 130644 | Fire Fighting & Detection | Gylcerin Filled Flanged Fire Pump Test Meter | 8" | Ductile Iron | 2000 GPM
GVI | Fire Protection and Detection Systems | 8"-2500-F3-Gyl | GVI - Fire Pump Test Meter, 4" Analog Dial - Gylcerin Filled, 8" Class 300 Flanged, 1250 – 5000 GPM, FM Approved | 130644 | Fire Fighting & Detection | Gylcerin Filled Flanged Fire Pump Test Meter | 8" | Ductile Iron | 2500 GPM
GVI | Fire Protection and Detection Systems | 8"-3000-F3-Gyl | GVI - Fire Pump Test Meter, 4" Analog Dial - Gylcerin Filled, 8" Class 300 Flanged, 1500 – 6000 GPM, FM Approved | 130644 | Fire Fighting & Detection | Gylcerin Filled Flanged Fire Pump Test Meter | 8" | Ductile Iron | 3000 GPM
GVI | Fire Protection and Detection Systems | 10"-1500-F3-Gyl | GVI - Fire Pump Test Meter, 4" Analog Dial - Gylcerin Filled, 10" Class 300 Flanged, 750 – 3000 GPM, FM Approved | 172528 | Fire Fighting & Detection | Gylcerin Filled Flanged Fire Pump Test Meter | 10" | Ductile Iron | 1500 GPM
GVI | Fire Protection and Detection Systems | 10"-2000-F3-Gyl | GVI - Fire Pump Test Meter, 4" Analog Dial - Gylcerin Filled, 10" Class 300 Flanged, 1000 – 4000 GPM, FM Approved | 172528 | Fire Fighting & Detection | Gylcerin Filled Flanged Fire Pump Test Meter | 10" | Ductile Iron | 2000 GPM
GVI | Fire Protection and Detection Systems | 10"-2500-F3-Gyl | GVI - Fire Pump Test Meter, 4" Analog Dial - Gylcerin Filled, 10" Class 300 Flanged, 1250 – 5000 GPM, FM Approved | 172528 | Fire Fighting & Detection | Gylcerin Filled Flanged Fire Pump Test Meter | 10" | Ductile Iron | 2500 GPM
GVI | Fire Protection and Detection Systems | 10"-3000-F3-Gyl | GVI - Fire Pump Test Meter, 4" Analog Dial - Gylcerin Filled, 10" Class 300 Flanged, 1500 – 6000 GPM, FM Approved | 172528 | Fire Fighting & Detection | Gylcerin Filled Flanged Fire Pump Test Meter | 10" | Ductile Iron | 3000 GPM
GVI | Fire Protection and Detection Systems | 10"-3500-F3-Gyl | GVI - Fire Pump Test Meter, 4" Analog Dial - Gylcerin Filled, 10" Class 300 Flanged, 1750 – 7000 GPM, FM Approved | 172528 | Fire Fighting & Detection | Gylcerin Filled Flanged Fire Pump Test Meter | 10" | Ductile Iron | 3500 GPM
GVI | Fire Protection and Detection Systems | 10"-4000-F3-Gyl | GVI - Fire Pump Test Meter, 4" Analog Dial - Gylcerin Filled, 10" Class 300 Flanged, 2000 – 8000 GPM, FM Approved | 172528 | Fire Fighting & Detection | Gylcerin Filled Flanged Fire Pump Test Meter | 10" | Ductile Iron | 4000 GPM
GVI | Fire Protection and Detection Systems | 10"-4500-F3-Gyl | GVI - Fire Pump Test Meter, 4" Analog Dial - Gylcerin Filled, 10" Class 300 Flanged, 2250 – 9000 GPM, FM Approved | 172528 | Fire Fighting & Detection | Gylcerin Filled Flanged Fire Pump Test Meter | 10" | Ductile Iron | 4500 GPM
GVI | Fire Protection and Detection Systems | 12"-2000-F3-Gyl | GVI - Fire Pump Test Meter, 4" Analog Dial - Gylcerin Filled, 12" Class 300 Flanged, 1000 – 4000 GPM, FM Approved | 208963 | Fire Fighting & Detection | Gylcerin Filled Flanged Fire Pump Test Meter | 12" | Ductile Iron | 2000 GPM
GVI | Fire Protection and Detection Systems | 12"-2500-F3-Gyl | GVI - Fire Pump Test Meter, 4" Analog Dial - Gylcerin Filled, 12" Class 300 Flanged, 1250– 5000 GPM, FM Approved | 208963 | Fire Fighting & Detection | Gylcerin Filled Flanged Fire Pump Test Meter | 12" | Ductile Iron | 2500 GPM
GVI | Fire Protection and Detection Systems | 12"-3000-F3-Gyl | GVI - Fire Pump Test Meter, 4" Analog Dial - Gylcerin Filled, 12" Class 300 Flanged, 1500 – 6000 GPM, FM Approved | 208963 | Fire Fighting & Detection | Gylcerin Filled Flanged Fire Pump Test Meter | 12" | Ductile Iron | 3000 GPM
GVI | Fire Protection and Detection Systems | 12"-3500-F3-Gyl | GVI - Fire Pump Test Meter, 4" Analog Dial - Gylcerin Filled, 12" Class 300 Flanged, 1750 – 7000 GPM, FM Approved | 208963 | Fire Fighting & Detection | Gylcerin Filled Flanged Fire Pump Test Meter | 12" | Ductile Iron | 3500 GPM
GVI | Fire Protection and Detection Systems | 12"-4000-F3-Gyl | GVI - Fire Pump Test Meter, 4" Analog Dial - Gylcerin Filled, 12" Class 300 Flanged, 2000 – 8000 GPM, FM Approved | 208963 | Fire Fighting & Detection | Gylcerin Filled Flanged Fire Pump Test Meter | 12" | Ductile Iron | 4000 GPM
GVI | Fire Protection and Detection Systems | 12"-4500-F3-Gyl | GVI - Fire Pump Test Meter, 4" Analog Dial - Gylcerin Filled, 12" Class 300 Flanged, 2250 - 9000 GPM, FM Approved | 208963 | Fire Fighting & Detection | Gylcerin Filled Flanged Fire Pump Test Meter | 12" | Ductile Iron | 4500 GPM
GVI | Fire Protection and Detection Systems | 12"-5000-F3-Gyl | GVI - Fire Pump Test Meter, 4" Analog Dial - Gylcerin Filled, 12" Class 300 Flanged, 2500 - 10000 GPM, FM Approved | 208963 | Fire Fighting & Detection | Gylcerin Filled Flanged Fire Pump Test Meter | 12" | Ductile Iron | 5000 GPM
HERZ Armaturen Ges.m.b.h | HVAC Valves & Control | 3411301 | HERZ-Bronze Gate Valve PN20 DN15 | 936 | HVAC & Plumbing | Gate Valve - NRS | DN15 | Bronze | -
HERZ Armaturen Ges.m.b.h | HVAC Valves & Control | 3411302 | HERZ-Bronze Gate Valve PN20 DN20 | 1203 | HVAC & Plumbing | Gate Valve - NRS | DN20 | Bronze | -
HERZ Armaturen Ges.m.b.h | HVAC Valves & Control | 3411303 | HERZ-Bronze Gate Valve PN20 DN25 | 1608 | HVAC & Plumbing | Gate Valve - NRS | DN25 | Bronze | -
HERZ Armaturen Ges.m.b.h | HVAC Valves & Control | 3411304 | HERZ-Bronze Gate Valve PN20 DN32 | 2310 | HVAC & Plumbing | Gate Valve - NRS | DN32 | Bronze | -
HERZ Armaturen Ges.m.b.h | HVAC Valves & Control | 3411305 | HERZ-Bronze Gate Valve PN20 DN40 | 2750 | HVAC & Plumbing | Gate Valve - NRS | DN40 | Bronze | -
HERZ Armaturen Ges.m.b.h | HVAC Valves & Control | 3411306 | HERZ-Bronze Gate Valve PN20 DN50 | 4525 | HVAC & Plumbing | Gate Valve - NRS | DN50 | Bronze | -
HERZ Armaturen Ges.m.b.h | HVAC Valves & Control | 1411311 | HERZ-DZR Gate Valve PN20 DN15 | 703 | HVAC & Plumbing | Gate Valve - NRS | DN15 | DZR Brass | -
HERZ Armaturen Ges.m.b.h | HVAC Valves & Control | 1411312 | HERZ-DZR Gate Valve PN20 DN20 | 843 | HVAC & Plumbing | Gate Valve - NRS | DN20 | DZR Brass | -
HERZ Armaturen Ges.m.b.h | HVAC Valves & Control | 1411313 | HERZ-DZR Gate Valve PN20 DN25 | 1303 | HVAC & Plumbing | Gate Valve - NRS | DN25 | DZR Brass | -
HERZ Armaturen Ges.m.b.h | HVAC Valves & Control | 1411314 | HERZ-DZR Gate Valve PN20 DN32 | 2009 | HVAC & Plumbing | Gate Valve - NRS | DN32 | DZR Brass | -
HERZ Armaturen Ges.m.b.h | HVAC Valves & Control | 1411315 | HERZ-DZR Gate Valve PN20 DN40 | 2684 | HVAC & Plumbing | Gate Valve - NRS | DN40 | DZR Brass | -
HERZ Armaturen Ges.m.b.h | HVAC Valves & Control | 1411316 | HERZ-DZR Gate Valve PN20 DN50 | 4203 | HVAC & Plumbing | Gate Valve - NRS | DN50 | DZR Brass | -
HERZ Armaturen Ges.m.b.h | HVAC Valves & Control | 3266201 | HERZ-Bronze Strainer PN20 DN15 | 823 | HVAC & Plumbing | Y-Type Strainer | DN15 | Bronze | -
HERZ Armaturen Ges.m.b.h | HVAC Valves & Control | 3266202 | HERZ-Bronze Strainer PN20 DN20 | 1257 | HVAC & Plumbing | Y-Type Strainer | DN20 | Bronze | -
HERZ Armaturen Ges.m.b.h | HVAC Valves & Control | 3266203 | HERZ-Bronze Strainer PN20 DN25 | 1836 | HVAC & Plumbing | Y-Type Strainer | DN25 | Bronze | -
HERZ Armaturen Ges.m.b.h | HVAC Valves & Control | 3266204 | HERZ-Bronze Strainer PN20 DN32 | 3290 | HVAC & Plumbing | Y-Type Strainer | DN32 | Bronze | -
HERZ Armaturen Ges.m.b.h | HVAC Valves & Control | 3266205 | HERZ-Bronze Strainer PN20 DN40 | 4161 | HVAC & Plumbing | Y-Type Strainer | DN40 | Bronze | -
HERZ Armaturen Ges.m.b.h | HVAC Valves & Control | 3266206 | HERZ-Bronze Strainer PN20 DN50 | 7255 | HVAC & Plumbing | Y-Type Strainer | DN50 | Bronze | -
HERZ Armaturen Ges.m.b.h | HVAC Valves & Control | 1266211 | HERZ-Brass Strainer PN20 DN15 | 820 | HVAC & Plumbing | Y-Type Strainer | DN15 | Brass | -
HERZ Armaturen Ges.m.b.h | HVAC Valves & Control | 1266212 | HERZ-Brass Strainer PN20 DN20 | 1015 | HVAC & Plumbing | Y-Type Strainer | DN20 | Brass | -
HERZ Armaturen Ges.m.b.h | HVAC Valves & Control | 1266213 | HERZ-Brass Strainer PN20 DN25 | 1635 | HVAC & Plumbing | Y-Type Strainer | DN25 | Brass | -
HERZ Armaturen Ges.m.b.h | HVAC Valves & Control | 1266214 | HERZ-Brass Strainer PN20 DN32 | 2916 | HVAC & Plumbing | Y-Type Strainer | DN32 | Brass | -
HERZ Armaturen Ges.m.b.h | HVAC Valves & Control | 1266215 | HERZ-Brass Strainer PN20 DN40 | 3637 | HVAC & Plumbing | Y-Type Strainer | DN40 | Brass | -
HERZ Armaturen Ges.m.b.h | HVAC Valves & Control | 1266216 | HERZ-Brass Strainer PN20 DN50 | 5920 | HVAC & Plumbing | Y-Type Strainer | DN50 | Brass | -
HERZ Armaturen Ges.m.b.h | HVAC Valves & Control | 1401701 | HERZ-DZR FODRV PN20 DN15 | 2024 | HVAC & Plumbing | Fixed Orifice Double Regulating Valve | DN15 | DZR Brass | -
HERZ Armaturen Ges.m.b.h | HVAC Valves & Control | 1401702 | HERZ-DZR FODRV PN20 DN20 | 2912 | HVAC & Plumbing | Fixed Orifice Double Regulating Valve | DN20 | DZR Brass | -
HERZ Armaturen Ges.m.b.h | HVAC Valves & Control | 1401703 | HERZ-DZR FODRV PN20 DN25 | 3248 | HVAC & Plumbing | Fixed Orifice Double Regulating Valve | DN25 | DZR Brass | -
HERZ Armaturen Ges.m.b.h | HVAC Valves & Control | 1401704 | HERZ-DZR FODRV PN20 DN32 | 3514 | HVAC & Plumbing | Fixed Orifice Double Regulating Valve | DN32 | DZR Brass | -
HERZ Armaturen Ges.m.b.h | HVAC Valves & Control | 1401705 | HERZ-DZR FODRV PN20 DN40 | 5030 | HVAC & Plumbing | Fixed Orifice Double Regulating Valve | DN40 | DZR Brass | -
HERZ Armaturen Ges.m.b.h | HVAC Valves & Control | 1401706 | HERZ-DZR FODRV PN20 DN50 | 5677 | HVAC & Plumbing | Fixed Orifice Double Regulating Valve | DN50 | DZR Brass | -
HERZ Armaturen Ges.m.b.h | HVAC Valves & Control | 1211711 | HERZ-DZR 2-Way Control Ball Valve PN40 DN15 | 1121 | HVAC & Plumbing | 2 - Way Ball Control Valve | DN15 | DZR Brass | -
HERZ Armaturen Ges.m.b.h | HVAC Valves & Control | 1211712 | HERZ-DZR 2-Way Control Ball Valve PN40 DN20 | 1674 | HVAC & Plumbing | 2 - Way Ball Control Valve | DN20 | DZR Brass | -
HERZ Armaturen Ges.m.b.h | HVAC Valves & Control | 1211713 | HERZ-DZR 2-Way Control Ball Valve PN40 DN25 | 1635 | HVAC & Plumbing | 2 - Way Ball Control Valve | DN25 | DZR Brass | -
HERZ Armaturen Ges.m.b.h | HVAC Valves & Control | 1211714 | HERZ-DZR 2-Way Control Ball Valve PN40 DN32 | 2998 | HVAC & Plumbing | 2 - Way Ball Control Valve | DN32 | DZR Brass | -
HERZ Armaturen Ges.m.b.h | HVAC Valves & Control | 1211715 | HERZ-DZR 2-Way Control Ball Valve PN40 DN40 | 4137 | HVAC & Plumbing | 2 - Way Ball Control Valve | DN40 | DZR Brass | -
HERZ Armaturen Ges.m.b.h | HVAC Valves & Control | 1211716 | HERZ-DZR 2-Way Control Ball Valve PN40 DN50 | 6340 | HVAC & Plumbing | 2 - Way Ball Control Valve | DN50 | DZR Brass | -
HERZ Armaturen Ges.m.b.h | HVAC Valves & Control | 1772391 | HERZ-NP. Brass 2-Way Control Valve PN16 DN15 | 1092 | HVAC & Plumbing | 2 - Way Globe Control Valve | DN15 | Brass | -
HERZ Armaturen Ges.m.b.h | HVAC Valves & Control | 1772392 | HERZ-NP. Brass 2-Way Control Valve PN16 DN20 | 1282 | HVAC & Plumbing | 2 - Way Globe Control Valve | DN20 | Brass | -
HERZ Armaturen Ges.m.b.h | HVAC Valves & Control | 1772393 | HERZ-NP. Brass 2-Way Control Valve PN16 DN25 | 2390 | HVAC & Plumbing | 2 - Way Globe Control Valve | DN25 | Brass | -
HERZ Armaturen Ges.m.b.h | HVAC Valves & Control | 1776138 | HERZ-Brass 3-way control Valve PN10 DN15 | 1820 | HVAC & Plumbing | 3 - Way Globe Control Valve | DN15 | Brass | -
HERZ Armaturen Ges.m.b.h | HVAC Valves & Control | 1776139 | HERZ-Brass 3-way control Valve PN10 DN20 | 2441 | HVAC & Plumbing | 3 - Way Globe Control Valve | DN20 | Brass | -
HERZ Armaturen Ges.m.b.h | HVAC Valves & Control | 1776140 | HERZ-Brass 3-way control Valve PN16 DN25 | 3888 | HVAC & Plumbing | 3 - Way Globe Control Valve | DN25 | Brass | -
HERZ Armaturen Ges.m.b.h | HVAC Valves & Control | 1776141 | HERZ-Brass 3-way control Valve PN16 DN32 | 4151 | HVAC & Plumbing | 3 - Way Globe Control Valve | DN32 | Brass | -
HERZ Armaturen Ges.m.b.h | HVAC Valves & Control | 1213711 | HERZ-Brass 3-Way control Ball valve PN10 DN15 | 2300 | HVAC & Plumbing | 3 - Way Ball Control Valve | DN15 | Brass | -
HERZ Armaturen Ges.m.b.h | HVAC Valves & Control | 1213712 | HERZ-Brass 3-Way control Ball valve PN10 DN20 | 1881 | HVAC & Plumbing | 3 - Way Ball Control Valve | DN20 | Brass | -
HERZ Armaturen Ges.m.b.h | HVAC Valves & Control | 1213713 | HERZ-Brass 3-Way control Ball valve PN10 DN25 | 2518 | HVAC & Plumbing | 3 - Way Ball Control Valve | DN25 | Brass | -
HERZ Armaturen Ges.m.b.h | HVAC Valves & Control | 1213714 | HERZ-Brass 3-Way control Ball valve PN10 DN32 | 3127 | HVAC & Plumbing | 3 - Way Ball Control Valve | DN32 | Brass | -
HERZ Armaturen Ges.m.b.h | HVAC Valves & Control | 1213715 | HERZ-Brass 3-Way control Ball valve PN10 DN40 | 7895 | HVAC & Plumbing | 3 - Way Ball Control Valve | DN40 | Brass | -
HERZ Armaturen Ges.m.b.h | HVAC Valves & Control | 1213716 | HERZ-Brass 3-Way control Ball valve PN10 DN50 | 11297 | HVAC & Plumbing | 3 - Way Ball Control Valve | DN50 | Brass | -
HERZ Armaturen Ges.m.b.h | HVAC Valves & Control | 1403715 | HERZ-Brass 3-Way control valve PN16 DN15 | 4675 | HVAC & Plumbing | 3 - Way Globe Control Valve | DN15 | Brass | -
HERZ Armaturen Ges.m.b.h | HVAC Valves & Control | 1403720 | HERZ-Brass 3-Way control valve PN16 DN20 | 4766 | HVAC & Plumbing | 3 - Way Globe Control Valve | DN20 | Brass | -
HERZ Armaturen Ges.m.b.h | HVAC Valves & Control | 1403725 | HERZ-Brass 3-Way control valve PN16 DN25 | 5386 | HVAC & Plumbing | 3 - Way Globe Control Valve | DN25 | Brass | -
HERZ Armaturen Ges.m.b.h | HVAC Valves & Control | 1403732 | HERZ-Brass 3-Way control valve PN16 DN32 | 7955 | HVAC & Plumbing | 3 - Way Globe Control Valve | DN32 | Brass | -
HERZ Armaturen Ges.m.b.h | HVAC Valves & Control | 1403740 | HERZ-Brass 3-Way control valve PN16 DN40 | 8989 | HVAC & Plumbing | 3 - Way Globe Control Valve | DN40 | Brass | -
HERZ Armaturen Ges.m.b.h | HVAC Valves & Control | 1403750 | HERZ-Brass 3-Way control valve PN16 DN50 | 12895 | HVAC & Plumbing | 3 - Way Globe Control Valve | DN50 | Brass | -
HERZ Armaturen Ges.m.b.h | HVAC Valves & Control | 1420620 | HERZ-DZR SMART PICV PN25 DN15 LF | 5871 | HVAC & Plumbing | Pressure Independent Balancing & Control Valve | DN15 | DZR Brass | -
HERZ Armaturen Ges.m.b.h | HVAC Valves & Control | 1420629 | HERZ-DZR SMART PICV PN25 DN15 MF | 5417 | HVAC & Plumbing | Pressure Independent Balancing & Control Valve | DN15 | DZR Brass | -
HERZ Armaturen Ges.m.b.h | HVAC Valves & Control | 1420601 | HERZ-DZR SMART PICV PN25 DN15 SF | 5981 | HVAC & Plumbing | Pressure Independent Balancing & Control Valve | DN15 | DZR Brass | -
HERZ Armaturen Ges.m.b.h | HVAC Valves & Control | 1420671 | HERZ-DZR SMART PICV PN25 DN15 HF | 5978 | HVAC & Plumbing | Pressure Independent Balancing & Control Valve | DN15 | DZR Brass | -
HERZ Armaturen Ges.m.b.h | HVAC Valves & Control | 1420602 | HERZ-DZR SMART PICV PN25 DN20 SF | 6049 | HVAC & Plumbing | Pressure Independent Balancing & Control Valve | DN20 | DZR Brass | -
HERZ Armaturen Ges.m.b.h | HVAC Valves & Control | 1420672 | HERZ-DZR SMART PICV PN25 DN20 HF | 6726 | HVAC & Plumbing | Pressure Independent Balancing & Control Valve | DN20 | DZR Brass | -
HERZ Armaturen Ges.m.b.h | HVAC Valves & Control | 1420611 | HERZ-DZR PICV PN25 DN15 | 8388 | HVAC & Plumbing | Pressure Independent Balancing & Control Valve | DN15 | DZR Brass | -
HERZ Armaturen Ges.m.b.h | HVAC Valves & Control | 1420612 | HERZ-DZR PICV PN25 DN20 | 8862 | HVAC & Plumbing | Pressure Independent Balancing & Control Valve | DN20 | DZR Brass | -
HERZ Armaturen Ges.m.b.h | HVAC Valves & Control | 1420613 | HERZ-DZR PICV PN25 DN25 | 9419 | HVAC & Plumbing | Pressure Independent Balancing & Control Valve | DN25 | DZR Brass | -
HERZ Armaturen Ges.m.b.h | HVAC Valves & Control | 1420614 | HERZ-DZR PICV PN25 DN32 | 10500 | HVAC & Plumbing | Pressure Independent Balancing & Control Valve | DN32 | DZR Brass | -
HERZ Armaturen Ges.m.b.h | HVAC Valves & Control | 1420615 | HERZ-DZR PICV PN25 DN40 | 14754 | HVAC & Plumbing | Pressure Independent Balancing & Control Valve | DN40 | DZR Brass | -
HERZ Armaturen Ges.m.b.h | HVAC Valves & Control | 1420616 | HERZ-DZR PICV PN25 DN50 | 14718 | HVAC & Plumbing | Pressure Independent Balancing & Control Valve | DN50 | DZR Brass | -
HERZ Armaturen Ges.m.b.h | HVAC Valves & Control | 1400241 | HERZ DPCV, DZR Brass Body, PN16, External Threaded Ends, 30kp DN 15 | 9632 | HVAC & Plumbing | Diffirencial Pressure Control Valve | DN15 | DZR Brass | -
HERZ Armaturen Ges.m.b.h | HVAC Valves & Control | 1400242 | HERZ DPCV, DZR Brass Body, PN16, External Threaded Ends, 30kp DN 20 | 10637 | HVAC & Plumbing | Diffirencial Pressure Control Valve | DN20 | DZR Brass | -
HERZ Armaturen Ges.m.b.h | HVAC Valves & Control | 1400243 | HERZ DPCV, DZR Brass Body, PN16, External Threaded Ends, 30kp DN 25 | 11351 | HVAC & Plumbing | Diffirencial Pressure Control Valve | DN25 | DZR Brass | -
HERZ Armaturen Ges.m.b.h | HVAC Valves & Control | 1400244 | HERZ DPCV, DZR Brass Body, PN16, External Threaded Ends, 30kp DN 32 | 13347 | HVAC & Plumbing | Diffirencial Pressure Control Valve | DN32 | DZR Brass | -
HERZ Armaturen Ges.m.b.h | HVAC Valves & Control | 1400245 | HERZ DPCV, DZR Brass Body, PN16, External Threaded Ends, 30kp DN 40 | 15948 | HVAC & Plumbing | Diffirencial Pressure Control Valve | DN40 | DZR Brass | -
HERZ Armaturen Ges.m.b.h | HVAC Valves & Control | 1400246 | HERZ DPCV, DZR Brass Body, PN16, External Threaded Ends, 30kp DN 50 | 17145 | HVAC & Plumbing | Diffirencial Pressure Control Valve | DN50 | DZR Brass | -
HERZ Armaturen Ges.m.b.h | HVAC Valves & Control | 1420241 | HERZ DPCV, DZR Brass Body, PN25, External Threaded Ends, 30kp DN 15 | 9632 | HVAC & Plumbing | Diffirencial Pressure Control Valve | DN15 | DZR Brass | -
HERZ Armaturen Ges.m.b.h | HVAC Valves & Control | 1420242 | HERZ DPCV, DZR Brass Body, PN25, External Threaded Ends, 30kp DN 20 | 10637 | HVAC & Plumbing | Diffirencial Pressure Control Valve | DN20 | DZR Brass | -
HERZ Armaturen Ges.m.b.h | HVAC Valves & Control | 1420243 | HERZ DPCV, DZR Brass Body, PN25, External Threaded Ends, 30kp DN 25 | 11351 | HVAC & Plumbing | Diffirencial Pressure Control Valve | DN25 | DZR Brass | -
HERZ Armaturen Ges.m.b.h | HVAC Valves & Control | 1420244 | HERZ DPCV, DZR Brass Body, PN25, External Threaded Ends, 30kp DN 32 | 13347 | HVAC & Plumbing | Diffirencial Pressure Control Valve | DN32 | DZR Brass | -
HERZ Armaturen Ges.m.b.h | HVAC Valves & Control | 1420245 | HERZ DPCV, DZR Brass Body, PN25, External Threaded Ends, 30kp DN 40 | 15948 | HVAC & Plumbing | Diffirencial Pressure Control Valve | DN40 | DZR Brass | -
HERZ Armaturen Ges.m.b.h | HVAC Valves & Control | 1420246 | HERZ DPCV, DZR Brass Body, PN25, External Threaded Ends, 30kp DN 50 | 17145 | HVAC & Plumbing | Diffirencial Pressure Control Valve | DN50 | DZR Brass | -
HERZ Armaturen Ges.m.b.h | HVAC Valves & Control | 1411500 | HERZ-DZR RS Globe Valves PN20 DN10 | 1997 | HVAC & Plumbing | Rising Stem Globe Valve | DN10 | DZR Brass | -
HERZ Armaturen Ges.m.b.h | HVAC Valves & Control | 1411501 | HERZ-DZR RS Globe Valves PN20 DN15 | 2094 | HVAC & Plumbing | Rising Stem Globe Valve | DN15 | DZR Brass | -
HERZ Armaturen Ges.m.b.h | HVAC Valves & Control | 1411502 | HERZ-DZR RS Globe Valves PN20 DN20 | 2409 | HVAC & Plumbing | Rising Stem Globe Valve | DN20 | DZR Brass | -
HERZ Armaturen Ges.m.b.h | HVAC Valves & Control | 1411503 | HERZ-DZR RS Globe Valves PN20 DN25 | 2881 | HVAC & Plumbing | Rising Stem Globe Valve | DN25 | DZR Brass | -
HERZ Armaturen Ges.m.b.h | HVAC Valves & Control | 1411504 | HERZ-DZR RS Globe Valves PN20 DN32 | 3677 | HVAC & Plumbing | Rising Stem Globe Valve | DN32 | DZR Brass | -
HERZ Armaturen Ges.m.b.h | HVAC Valves & Control | 1411505 | HERZ-DZR RS Globe Valves PN20 DN40 | 4539 | HVAC & Plumbing | Rising Stem Globe Valve | DN40 | DZR Brass | -
HERZ Armaturen Ges.m.b.h | HVAC Valves & Control | 1411506 | HERZ-DZR RS Globe Valves PN20 DN50 | 9032 | HVAC & Plumbing | Rising Stem Globe Valve | DN50 | DZR Brass | -
HERZ Armaturen Ges.m.b.h | HVAC Valves & Control | 1411507 | HERZ-DZR RS Globe Valves PN20 DN65 | 15474 | HVAC & Plumbing | Rising Stem Globe Valve | DN65 | DZR Brass | -
HERZ Armaturen Ges.m.b.h | HVAC Valves & Control | 1411508 | HERZ-DZR RS Globe Valves PN20 DN80 | 22361 | HVAC & Plumbing | Rising Stem Globe Valve | DN80 | DZR Brass | -
HERZ Armaturen Ges.m.b.h | HVAC Valves & Control | 1412561 | HERZ-DZR NRS Globe Valves PN20 DN15 | 2079 | HVAC & Plumbing | Non Rising Stem Globe Valve | DN15 | DZR Brass | -
HERZ Armaturen Ges.m.b.h | HVAC Valves & Control | 1412562 | HERZ-DZR NRS Globe Valves PN20 DN20 | 2499 | HVAC & Plumbing | Non Rising Stem Globe Valve | DN20 | DZR Brass | -
HERZ Armaturen Ges.m.b.h | HVAC Valves & Control | 1412563 | HERZ-DZR NRS Globe Valves PN20 DN25 | 3621 | HVAC & Plumbing | Non Rising Stem Globe Valve | DN25 | DZR Brass | -
HERZ Armaturen Ges.m.b.h | HVAC Valves & Control | 1412564 | HERZ-DZR NRS Globe Valves PN20 DN32 | 4284 | HVAC & Plumbing | Non Rising Stem Globe Valve | DN32 | DZR Brass | -
HERZ Armaturen Ges.m.b.h | HVAC Valves & Control | 1412565 | HERZ-DZR NRS Globe Valves PN20 DN40 | 5427 | HVAC & Plumbing | Non Rising Stem Globe Valve | DN40 | DZR Brass | -
HERZ Armaturen Ges.m.b.h | HVAC Valves & Control | 1412566 | HERZ-DZR NRS Globe Valves PN20 DN50 | 8715 | HVAC & Plumbing | Non Rising Stem Globe Valve | DN50 | DZR Brass | -
HERZ Armaturen Ges.m.b.h | HVAC Valves & Control | 1412567 | HERZ-DZR NRS Globe Valves PN20 DN65 | 14992 | HVAC & Plumbing | Non Rising Stem Globe Valve | DN65 | DZR Brass | -
HERZ Armaturen Ges.m.b.h | HVAC Valves & Control | 1412568 | HERZ-DZR NRS Globe Valves PN20 DN80 | 19729 | HVAC & Plumbing | Non Rising Stem Globe Valve | DN80 | DZR Brass | -
HERZ Armaturen Ges.m.b.h | HVAC Valves & Control | 3262201 | HERZ-Bronze Swing Check Valve PN20 DN15 | 890 | HVAC & Plumbing | Swing Check Valve | DN15 | Bronze | -
HERZ Armaturen Ges.m.b.h | HVAC Valves & Control | 3262202 | HERZ-Bronze Swing Check Valve PN20 DN20 | 1308 | HVAC & Plumbing | Swing Check Valve | DN20 | Bronze | -
HERZ Armaturen Ges.m.b.h | HVAC Valves & Control | 3262203 | HERZ-Bronze Swing Check Valve PN20 DN25 | 1836 | HVAC & Plumbing | Swing Check Valve | DN25 | Bronze | -
HERZ Armaturen Ges.m.b.h | HVAC Valves & Control | 3262204 | HERZ-Bronze Swing Check Valve PN20 DN32 | 3193 | HVAC & Plumbing | Swing Check Valve | DN32 | Bronze | -
HERZ Armaturen Ges.m.b.h | HVAC Valves & Control | 3262205 | HERZ-Bronze Swing Check Valve PN20 DN40 | 3773 | HVAC & Plumbing | Swing Check Valve | DN40 | Bronze | -
HERZ Armaturen Ges.m.b.h | HVAC Valves & Control | 3262206 | HERZ-Bronze Swing Check Valve PN20 DN50 | 6194 | HVAC & Plumbing | Swing Check Valve | DN50 | Bronze | -
HERZ Armaturen Ges.m.b.h | HVAC Valves & Control | 1251201 | HERZ-DZR Drain Valve PN25 DN15 | 711 | HVAC & Plumbing | Drain Valve | DN15 | DZR Brass | -
HERZ Armaturen Ges.m.b.h | HVAC Valves & Control | 1251202 | HERZ-DZR Drain Valve PN25 DN20 | 970 | HVAC & Plumbing | Drain Valve | DN20 | DZR Brass | -
HERZ Armaturen Ges.m.b.h | HVAC Valves & Control | 1263000 | HERZ-DZR Air Vent PN12.5 DN10 + BFP | 969 | HVAC & Plumbing | Automatic Air Vents | DN10 | DZR Brass | -
HERZ Armaturen Ges.m.b.h | HVAC Valves & Control | 1263001 | HERZ-DZR Air Vent PN12.5 DN15 + BFP | 805 | HVAC & Plumbing | Automatic Air Vents | DN15 | DZR Brass | -
HERZ Armaturen Ges.m.b.h | HVAC Valves & Control | 1263002 | HERZ-DZR Air Vent PN12.5 DN10 | 628 | HVAC & Plumbing | Automatic Air Vents | DN10 | DZR Brass | -
HERZ Armaturen Ges.m.b.h | HVAC Valves & Control | 1263003 | HERZ-DZR Air Vent PN12.5 DN20 | 884 | HVAC & Plumbing | Automatic Air Vents | DN20 | DZR Brass | -
HERZ Armaturen Ges.m.b.h | HVAC Valves & Control | 1263010 | HERZ-DZR Air Vent PN12.5 DN10 | 664 | HVAC & Plumbing | Automatic Air Vents | DN10 | DZR Brass | -
HERZ Armaturen Ges.m.b.h | HVAC Valves & Control | 1263011 | HERZ-DZR Air Vent PN12.5 DN10 + BFP | 865 | HVAC & Plumbing | Automatic Air Vents | DN10 | DZR Brass | -
HERZ Armaturen Ges.m.b.h | HVAC Valves & Control | 1460050 | HerzCON FCU Kit DN 15 LF (Till 120 L/HR = 0.528 US.GPM) : •PICV •Isolation Valves + Bypass •Strainer + Drain Valve •Isolation Box | 13235 | HVAC & Plumbing | FCU Valve Hookup Kit | DN15 | DZR Brass | -
HERZ Armaturen Ges.m.b.h | HVAC Valves & Control | 1460059 | HerzCON FCU Kit DN 15 MF (Till 190 L/HR = 0.836 US.GPM) : •PICV •Isolation Valves + Bypass •Strainer + Drain Valve •Isolation Box | 11469 | HVAC & Plumbing | FCU Valve Hookup Kit | DN15 | DZR Brass | -
HERZ Armaturen Ges.m.b.h | HVAC Valves & Control | 1460051 | HerzCON FCU Kit DN 15 (Till 400 L/HR = 1.76 US.GPM) : •PICV •Isolation Valves + Bypass •Strainer + Drain Valve •Isolation Box | 13593 | HVAC & Plumbing | FCU Valve Hookup Kit | DN15 | DZR Brass | -
HERZ Armaturen Ges.m.b.h | HVAC Valves & Control | 1460076 | HerzCON FCU Kit DN 15 SF (Till 800 L/HR = 3.52 US.GPM) : •PICV •Isolation Valves + Bypass •Strainer + Drain Valve •Isolation Box | 10654 | HVAC & Plumbing | FCU Valve Hookup Kit | DN15 | DZR Brass | -
HERZ Armaturen Ges.m.b.h | HVAC Valves & Control | 1460056 | HerzCON FCU Kit DN 15 HF (Till 1200 L/HR = 5.28 US.GPM) : •PICV •Isolation Valves + Bypass •Strainer + Drain Valve •Isolation Box | 11469 | HVAC & Plumbing | FCU Valve Hookup Kit | DN15 | DZR Brass | -
HERZ Armaturen Ges.m.b.h | HVAC Valves & Control | 1460077 | HerzCON FCU Kit DN 20 SF (Till 1200 L/HR = 5.28 US.GPM) : •PICV •Isolation Valves + Bypass •Strainer + Drain Valve •Isolation Box | 11119 | HVAC & Plumbing | FCU Valve Hookup Kit | DN20 | DZR Brass | -
HERZ Armaturen Ges.m.b.h | HVAC Valves & Control | 1460057 | HerzCON FCU Kit DN 20 HF (Till 2000 L/HR = 8.8 US.GPM) : •PICV •Isolation Valves + Bypass •Strainer + Drain Valve •Isolation Box | 11119 | HVAC & Plumbing | FCU Valve Hookup Kit | DN20 | DZR Brass | -
HERZ Armaturen Ges.m.b.h | HVAC Valves & Control | 1460058 | HerzCON FCU Kit DN 25 (Till 1900 L/HR = 8.36 US.GPM) : •PICV •Isolation Valves + Bypass •Strainer + Drain Valve •Isolation Box | 21949 | HVAC & Plumbing | FCU Valve Hookup Kit | DN25 | DZR Brass | -
HERZ Armaturen Ges.m.b.h | HVAC Valves & Control | 1460054 | HerzCON FCU Kit DN 32 (Till 2500 L/HR = 11 US.GPM) : •PICV •Isolation Valves + Bypass •Strainer + Drain Valve | 30647 | HVAC & Plumbing | FCU Valve Hookup Kit | DN32 | DZR Brass | -
HERZ Armaturen Ges.m.b.h | HVAC Valves & Control | 1400602 | HERZ-Presetting Key For PICV DN15 - DN50 | 245 | HVAC & Plumbing | Acessories - PICV's Presetting Key | - | - | -
HERZ Armaturen Ges.m.b.h | HVAC Valves & Control | HB20020 | Flexible Connector (30CM) PN25 DN20 | 691 | HVAC & Plumbing | Braided Flexible Connectors | DN20 | Stainless Steel | -
HERZ Armaturen Ges.m.b.h | HVAC Valves & Control | HB20032 | Flexible Connector (30CM) PN25 DN32 | 1297 | HVAC & Plumbing | Braided Flexible Connectors | DN32 | Stainless Steel | -
HERZ Armaturen Ges.m.b.h | HVAC Valves & Control | HB20040 | Flexible Connector (30CM) PN25 DN40 | 2658 | HVAC & Plumbing | Braided Flexible Connectors | DN40 | Stainless Steel | -
HERZ Armaturen Ges.m.b.h | HVAC Valves & Control | HB20020-40CM | Flexible Connector (40CM) PN25 DN20 | 808 | HVAC & Plumbing | Braided Flexible Connectors | DN20 | Stainless Steel | -
HERZ Armaturen Ges.m.b.h | HVAC Valves & Control | HB20032-40CM | Flexible Connector (40CM) PN25 DN32 | 1519 | HVAC & Plumbing | Braided Flexible Connectors | DN32 | Stainless Steel | -
HERZ Armaturen Ges.m.b.h | HVAC Valves & Control | HB20040-40CM | Flexible Connector (40CM) PN25 DN40 | 3111 | HVAC & Plumbing | Braided Flexible Connectors | DN40 | Stainless Steel | -
HERZ Armaturen Ges.m.b.h | HVAC Valves & Control | HB20050-40CM | Flexible Connector (40CM) PN25 DN50 | 5013 | HVAC & Plumbing | Braided Flexible Connectors | DN50 | Stainless Steel | -
HERZ Armaturen Ges.m.b.h | HVAC Valves & Control | HB20020-50CM | Flexible Connector (50CM) PN25 DN20 | 858 | HVAC & Plumbing | Braided Flexible Connectors | DN20 | Stainless Steel | -
HERZ Armaturen Ges.m.b.h | HVAC Valves & Control | HB20032-50CM | Flexible Connector (50CM) PN25 DN32 | 1610 | HVAC & Plumbing | Braided Flexible Connectors | DN32 | Stainless Steel | -
HERZ Armaturen Ges.m.b.h | HVAC Valves & Control | HB20040-50CM | Flexible Connector (50CM) PN25 DN40 | 3298 | HVAC & Plumbing | Braided Flexible Connectors | DN40 | Stainless Steel | -
HERZ Armaturen Ges.m.b.h | HVAC Valves & Control | HB20050-50CM | Flexible Connector (50CM) PN25 DN50 | 5314 | HVAC & Plumbing | Braided Flexible Connectors | DN50 | Stainless Steel | -
HERZ Armaturen Ges.m.b.h | HVAC Valves & Control | 1268211 | HERZ-Brass PRV Diaphragm Type PN16 DN15 | 4702 | HVAC & Plumbing | Diaphragm Pressure Reducing Valve | DN15 | Brass | -
HERZ Armaturen Ges.m.b.h | HVAC Valves & Control | 1268212 | HERZ-Brass PRV Diaphragm Type PN16 DN20 | 5006 | HVAC & Plumbing | Diaphragm Pressure Reducing Valve | DN20 | Brass | -
HERZ Armaturen Ges.m.b.h | HVAC Valves & Control | 1268213 | HERZ-Brass PRV Diaphragm Type PN16 DN25 | 5565 | HVAC & Plumbing | Diaphragm Pressure Reducing Valve | DN25 | Brass | -
HERZ Armaturen Ges.m.b.h | HVAC Valves & Control | 1268214 | HERZ-Brass PRV Diaphragm Type PN16 DN32 | 11485 | HVAC & Plumbing | Diaphragm Pressure Reducing Valve | DN32 | Brass | -
HERZ Armaturen Ges.m.b.h | HVAC Valves & Control | 1268215 | HERZ-Brass PRV Diaphragm Type PN16 DN40 | 12613 | HVAC & Plumbing | Diaphragm Pressure Reducing Valve | DN40 | Brass | -
HERZ Armaturen Ges.m.b.h | HVAC Valves & Control | 1268216 | HERZ-Brass PRV Diaphragm Type PN16 DN50 | 13046 | HVAC & Plumbing | Diaphragm Pressure Reducing Valve | DN50 | Brass | -
HERZ Armaturen Ges.m.b.h | HVAC Valves & Control | 1400011 | HERZ-Metering Station, with two test points, DZR Copper, PN 10 DN 15LF | 1035 | HVAC & Plumbing | Fixed Orifice Metering Station | DN15 | DZR Brass | -
HERZ Armaturen Ges.m.b.h | HVAC Valves & Control | 1400021 | HERZ-Metering Station, with two test points, DZR Copper, PN 10 DN 15MF | 1035 | HVAC & Plumbing | Fixed Orifice Metering Station | DN15 | DZR Brass | -
HERZ Armaturen Ges.m.b.h | HVAC Valves & Control | 1400001 | HERZ-Metering Station, with two test points, DZR Copper, PN 10 DN 15 | 1035 | HVAC & Plumbing | Fixed Orifice Metering Station | DN15 | DZR Brass | -
HERZ Armaturen Ges.m.b.h | HVAC Valves & Control | 1400002 | HERZ-Metering Station, with two test points, DZR Copper, PN 10 DN 20 | 1335 | HVAC & Plumbing | Fixed Orifice Metering Station | DN20 | DZR Brass | -
HERZ Armaturen Ges.m.b.h | HVAC Valves & Control | 1400003 | HERZ-Metering Station, with two test points, DZR Copper, PN 10 DN 25 | 1500 | HVAC & Plumbing | Fixed Orifice Metering Station | DN25 | DZR Brass | -
HERZ Armaturen Ges.m.b.h | HVAC Valves & Control | 1400004 | HERZ-Metering Station, with two test points, DZR Copper, PN 10 DN 32 | 1908 | HVAC & Plumbing | Fixed Orifice Metering Station | DN32 | DZR Brass | -
HERZ Armaturen Ges.m.b.h | HVAC Valves & Control | 1400005 | HERZ-Metering Station, with two test points, DZR Copper, PN 10 DN 40 | 2606 | HVAC & Plumbing | Fixed Orifice Metering Station | DN40 | DZR Brass | -
HERZ Armaturen Ges.m.b.h | HVAC Valves & Control | 1400006 | HERZ-Metering Station, with two test points, DZR Copper, PN 10 DN 50 | 3067 | HVAC & Plumbing | Fixed Orifice Metering Station | DN50 | DZR Brass | -
HERZ Armaturen Ges.m.b.h | HVAC Valves & Control | H7712 | HERZ ON/OFF Digital Thermostat With Touch Pad 85-260 V AC | 3262 | HVAC & Plumbing | ON/OFF Room Tempreature Thermostats | - | - | -
HERZ Armaturen Ges.m.b.h | HVAC Valves & Control | H7711-31 | HERZ Modulating Thermostat AC 24V±10％ | 4893 | HVAC & Plumbing | Modulation Room Tempreature Thermostats | - | - | -
HERZ Armaturen Ges.m.b.h | HVAC Valves & Control | 4411323 | HERZ-Cast Iron Gate Valve PN16 DN100 | 15804 | HVAC & Plumbing | Gate Valve - NRS | DN100 | Cast Iron | -
HERZ Armaturen Ges.m.b.h | HVAC Valves & Control | 4411325 | HERZ-Cast Iron Gate Valve PN16 DN150 | 25267 | HVAC & Plumbing | Gate Valve - NRS | DN150 | Cast Iron | -
HERZ Armaturen Ges.m.b.h | HVAC Valves & Control | 4411326 | HERZ-Cast Iron Gate Valve PN16 DN200 | 64093 | HVAC & Plumbing | Gate Valve - NRS | DN200 | Cast Iron | -
HERZ Armaturen Ges.m.b.h | HVAC Valves & Control | 4411330 | HERZ-Cast Iron Gate Valve PN16 DN400 | 237146 | HVAC & Plumbing | Gate Valve - NRS | DN400 | Cast Iron | -
HERZ Armaturen Ges.m.b.h | HVAC Valves & Control | 4411332 | HERZ-Cast Iron Gate Valve PN16 DN500 | 478959 | HVAC & Plumbing | Gate Valve - NRS | DN500 | Cast Iron | -
HERZ Armaturen Ges.m.b.h | HVAC Valves & Control | 4411181 | HERZ-Cast Iron Y-Strainer PN16 DN65 | 11600 | HVAC & Plumbing | Y-Type Strainer | DN65 | Cast Iron | -
HERZ Armaturen Ges.m.b.h | HVAC Valves & Control | 4411182 | HERZ-Cast Iron Y-Strainer PN16 DN80 | 13636 | HVAC & Plumbing | Y-Type Strainer | DN80 | Cast Iron | -
HERZ Armaturen Ges.m.b.h | HVAC Valves & Control | 4411183 | HERZ-Cast Iron Y-Strainer PN16 DN100 | 19450 | HVAC & Plumbing | Y-Type Strainer | DN100 | Cast Iron | -
HERZ Armaturen Ges.m.b.h | HVAC Valves & Control | 4411184 | HERZ-Cast Iron Y-Strainer PN16 DN125 | 30821 | HVAC & Plumbing | Y-Type Strainer | DN125 | Cast Iron | -
HERZ Armaturen Ges.m.b.h | HVAC Valves & Control | 4411185 | HERZ-Cast Iron Y-Strainer PN16 DN150 | 39991 | HVAC & Plumbing | Y-Type Strainer | DN150 | Cast Iron | -
HERZ Armaturen Ges.m.b.h | HVAC Valves & Control | 4411186 | HERZ-Cast Iron Y-Strainer PN16 DN200 | 65698 | HVAC & Plumbing | Y-Type Strainer | DN200 | Cast Iron | -
HERZ Armaturen Ges.m.b.h | HVAC Valves & Control | 4411171 | HERZ-Ductile Iron Y-Strainer PN16 DN65 | 9994 | HVAC & Plumbing | Y-Type Strainer | DN65 | Ductile Iron | -
HERZ Armaturen Ges.m.b.h | HVAC Valves & Control | 4411172 | HERZ-Ductile Iron Y-Strainer PN16 DN80 | 11766 | HVAC & Plumbing | Y-Type Strainer | DN80 | Ductile Iron | -
HERZ Armaturen Ges.m.b.h | HVAC Valves & Control | 4411173 | HERZ-Ductile Iron Y-Strainer PN16 DN100 | 15302 | HVAC & Plumbing | Y-Type Strainer | DN100 | Ductile Iron | -
HERZ Armaturen Ges.m.b.h | HVAC Valves & Control | 4411174 | HERZ-Ductile Iron Y-Strainer PN16 DN125 | 22165 | HVAC & Plumbing | Y-Type Strainer | DN125 | Ductile Iron | -
HERZ Armaturen Ges.m.b.h | HVAC Valves & Control | 4411175 | HERZ-Ductile Iron Y-Strainer PN16 DN150 | 28903 | HVAC & Plumbing | Y-Type Strainer | DN150 | Ductile Iron | -
HERZ Armaturen Ges.m.b.h | HVAC Valves & Control | 4411176 | HERZ-Ductile Iron Y-Strainer PN16 DN200 | 44316 | HVAC & Plumbing | Y-Type Strainer | DN200 | Ductile Iron | -
HERZ Armaturen Ges.m.b.h | HVAC Valves & Control | 4411177 | HERZ-Ductile Iron Y-Strainer PN16 DN250 | 73125 | HVAC & Plumbing | Y-Type Strainer | DN250 | Ductile Iron | -
HERZ Armaturen Ges.m.b.h | HVAC Valves & Control | 1421843 | HERZ-Cast Iron VODRV PN16 DN25 | 4886 | HVAC & Plumbing | Variable Orifice Double Regulating Valve | DN25 | Cast Iron | -
HERZ Armaturen Ges.m.b.h | HVAC Valves & Control | 1421844 | HERZ-Cast Iron VODRV PN16 DN32 | 6539 | HVAC & Plumbing | Variable Orifice Double Regulating Valve | DN32 | Cast Iron | -
HERZ Armaturen Ges.m.b.h | HVAC Valves & Control | 1421845 | HERZ-Cast Iron VODRV PN16 DN40 | 7528 | HVAC & Plumbing | Variable Orifice Double Regulating Valve | DN40 | Cast Iron | -
HERZ Armaturen Ges.m.b.h | HVAC Valves & Control | 1421846 | HERZ-Cast Iron VODRV PN16 DN50 | 10263 | HVAC & Plumbing | Variable Orifice Double Regulating Valve | DN50 | Cast Iron | -
HERZ Armaturen Ges.m.b.h | HVAC Valves & Control | 1421847 | HERZ-Cast Iron VODRV PN16 DN65 | 15596 | HVAC & Plumbing | Variable Orifice Double Regulating Valve | DN65 | Cast Iron | -
HERZ Armaturen Ges.m.b.h | HVAC Valves & Control | 1421848 | HERZ-Cast Iron VODRV PN16 DN80 | 18886 | HVAC & Plumbing | Variable Orifice Double Regulating Valve | DN80 | Cast Iron | -
HERZ Armaturen Ges.m.b.h | HVAC Valves & Control | 1421849 | HERZ-Cast Iron VODRV PN16 DN100 | 28656 | HVAC & Plumbing | Variable Orifice Double Regulating Valve | DN100 | Cast Iron | -
HERZ Armaturen Ges.m.b.h | HVAC Valves & Control | 1421850 | HERZ-Cast Iron VODRV PN16 DN125 | 40575 | HVAC & Plumbing | Variable Orifice Double Regulating Valve | DN125 | Cast Iron | -
HERZ Armaturen Ges.m.b.h | HVAC Valves & Control | 1421851 | HERZ-Cast Iron VODRV PN16 DN150 | 56975 | HVAC & Plumbing | Variable Orifice Double Regulating Valve | DN150 | Cast Iron | -
HERZ Armaturen Ges.m.b.h | HVAC Valves & Control | 1421880 | HERZ-Cast Iron VODRV PN16 DN50 | 25655 | HVAC & Plumbing | Variable Orifice Double Regulating Valve | DN50 | Cast Iron | -
HERZ Armaturen Ges.m.b.h | HVAC Valves & Control | 1421881 | HERZ-Cast Iron VODRV PN16 DN65 | 27599 | HVAC & Plumbing | Variable Orifice Double Regulating Valve | DN65 | Cast Iron | -
HERZ Armaturen Ges.m.b.h | HVAC Valves & Control | 1421882 | HERZ-Cast Iron VODRV PN16 DN80 | 30026 | HVAC & Plumbing | Variable Orifice Double Regulating Valve | DN80 | Cast Iron | -
HERZ Armaturen Ges.m.b.h | HVAC Valves & Control | 1421883 | HERZ-Cast Iron VODRV PN16 DN100 | 41775 | HVAC & Plumbing | Variable Orifice Double Regulating Valve | DN100 | Cast Iron | -
HERZ Armaturen Ges.m.b.h | HVAC Valves & Control | 1421884 | HERZ-Cast Iron VODRV PN16 DN125 | 64468 | HVAC & Plumbing | Variable Orifice Double Regulating Valve | DN125 | Cast Iron | -
HERZ Armaturen Ges.m.b.h | HVAC Valves & Control | 1421885 | HERZ-Cast Iron VODRV PN16 DN150 | 78010 | HVAC & Plumbing | Variable Orifice Double Regulating Valve | DN150 | Cast Iron | -
HERZ Armaturen Ges.m.b.h | HVAC Valves & Control | 1421886 | HERZ-Cast Iron VODRV PN16 DN200 | 127041 | HVAC & Plumbing | Variable Orifice Double Regulating Valve | DN200 | Cast Iron | -
HERZ Armaturen Ges.m.b.h | HVAC Valves & Control | 1421887 | HERZ-Cast Iron VODRV PN16 DN250 | 173972 | HVAC & Plumbing | Variable Orifice Double Regulating Valve | DN250 | Cast Iron | -
HERZ Armaturen Ges.m.b.h | HVAC Valves & Control | 1421890 | HERZ-Cast Iron VODRV PN16 DN400 | 476876 | HVAC & Plumbing | Variable Orifice Double Regulating Valve | DN400 | Cast Iron | -
HERZ Armaturen Ges.m.b.h | HVAC Valves & Control | 5421821 | HERZ-Ductile Iron VODRV PN25 DN65 | 18941 | HVAC & Plumbing | Variable Orifice Double Regulating Valve | DN65 | Ductile Iron | -
HERZ Armaturen Ges.m.b.h | HVAC Valves & Control | 5421822 | HERZ-Ductile Iron VODRV PN25 DN80 | 22839 | HVAC & Plumbing | Variable Orifice Double Regulating Valve | DN80 | Ductile Iron | -
HERZ Armaturen Ges.m.b.h | HVAC Valves & Control | 5421823 | HERZ-Ductile Iron VODRV PN25 DN100 | 35530 | HVAC & Plumbing | Variable Orifice Double Regulating Valve | DN100 | Ductile Iron | -
HERZ Armaturen Ges.m.b.h | HVAC Valves & Control | 5421824 | HERZ-Ductile Iron VODRV PN25 DN125 | 49210 | HVAC & Plumbing | Variable Orifice Double Regulating Valve | DN125 | Ductile Iron | -
HERZ Armaturen Ges.m.b.h | HVAC Valves & Control | 5421825 | HERZ-Ductile Iron VODRV PN25 DN150 | 66238 | HVAC & Plumbing | Variable Orifice Double Regulating Valve | DN150 | Ductile Iron | -
HERZ Armaturen Ges.m.b.h | HVAC Valves & Control | 5421826 | HERZ-Ductile Iron VODRV PN25 DN200 | 141210 | HVAC & Plumbing | Variable Orifice Double Regulating Valve | DN200 | Ductile Iron | -
HERZ Armaturen Ges.m.b.h | HVAC Valves & Control | F403507 | Herz Cast Iron Two Way Valve KVS 65 PN16 DN65 | 55204 | HVAC & Plumbing | 2 - Way Globe Control Valve | DN65 | Cast Iron | -
HERZ Armaturen Ges.m.b.h | HVAC Valves & Control | F403508 | Herz Cast Iron Two Way Valve KVS 100 PN16 DN80 | 60807 | HVAC & Plumbing | 2 - Way Globe Control Valve | DN80 | Cast Iron | -
HERZ Armaturen Ges.m.b.h | HVAC Valves & Control | F403509 | Herz Cast Iron Two Way Valve KVS 160 PN16 DN100 | 83255 | HVAC & Plumbing | 2 - Way Globe Control Valve | DN100 | Cast Iron | -
HERZ Armaturen Ges.m.b.h | HVAC Valves & Control | F403510 | HERZ-Cast Iron 2-Way Valve PN16 DN125 | 120858 | HVAC & Plumbing | 2 - Way Globe Control Valve | DN125 | Cast Iron | -
HERZ Armaturen Ges.m.b.h | HVAC Valves & Control | F403541 | HERZ-Cast Iron 2-Way Valve PN16 DN150 | 131895 | HVAC & Plumbing | 2 - Way Globe Control Valve | DN150 | Cast Iron | -
HERZ Armaturen Ges.m.b.h | HVAC Valves & Control | F403707 | HERZ-Cast Iron 3-Way Valve PN16 DN65 | 64754 | HVAC & Plumbing | 3 - Way Globe Control Valve | DN65 | Cast Iron | -
HERZ Armaturen Ges.m.b.h | HVAC Valves & Control | F403708 | HERZ-Cast Iron 3-Way Valve PN16 DN80 | 69826 | HVAC & Plumbing | 3 - Way Globe Control Valve | DN80 | Cast Iron | -
HERZ Armaturen Ges.m.b.h | HVAC Valves & Control | F403709 | HERZ-Cast Iron 3-Way Valve PN16 DN100 | 92505 | HVAC & Plumbing | 3 - Way Globe Control Valve | DN100 | Cast Iron | -
HERZ Armaturen Ges.m.b.h | HVAC Valves & Control | F403710 | HERZ-Cast Iron 3-Way Valve PN16 DN125 | 134990 | HVAC & Plumbing | 3 - Way Globe Control Valve | DN125 | Cast Iron | -
HERZ Armaturen Ges.m.b.h | HVAC Valves & Control | F403741 | HERZ-Cast Iron 3-Way Valve PN16 DN150 | 140251 | HVAC & Plumbing | 3 - Way Globe Control Valve | DN150 | Cast Iron | -
HERZ Armaturen Ges.m.b.h | HVAC Valves & Control | F400662 | HERZ-Cast Iron PICV PN16 DN50 | 56101 | HVAC & Plumbing | Pressure Independent Balancing & Control Valve | DN50 | Cast Iron | -
HERZ Armaturen Ges.m.b.h | HVAC Valves & Control | F400663 | HERZ-Cast Iron PICV PN16 DN65 | 58188 | HVAC & Plumbing | Pressure Independent Balancing & Control Valve | DN65 | Cast Iron | -
HERZ Armaturen Ges.m.b.h | HVAC Valves & Control | F400664 | HERZ-Cast Iron PICV PN16 DN80 | 66244 | HVAC & Plumbing | Pressure Independent Balancing & Control Valve | DN80 | Cast Iron | -
HERZ Armaturen Ges.m.b.h | HVAC Valves & Control | F400665 | HERZ-Cast Iron PICV PN16 DN100 | 71617 | HVAC & Plumbing | Pressure Independent Balancing & Control Valve | DN100 | Cast Iron | -
HERZ Armaturen Ges.m.b.h | HVAC Valves & Control | F400666 | HERZ-Cast Iron PICV PN16 DN125 | 169494 | HVAC & Plumbing | Pressure Independent Balancing & Control Valve | DN125 | Cast Iron | -
HERZ Armaturen Ges.m.b.h | HVAC Valves & Control | F400656 | HERZ-Cast Iron PICV PN16 DN125 HF | 171880 | HVAC & Plumbing | Pressure Independent Balancing & Control Valve | DN125 | Cast Iron | -
HERZ Armaturen Ges.m.b.h | HVAC Valves & Control | F400667 | HERZ-Cast Iron PICV PN16 DN150 | 181132 | HVAC & Plumbing | Pressure Independent Balancing & Control Valve | DN150 | Cast Iron | -
HERZ Armaturen Ges.m.b.h | HVAC Valves & Control | F400657 | HERZ-Cast Iron PICV PN16 DN150 HF | 183517 | HVAC & Plumbing | Pressure Independent Balancing & Control Valve | DN150 | Cast Iron | -
HERZ Armaturen Ges.m.b.h | HVAC Valves & Control | F400668 | HERZ-Cast Iron PICV PN16 DN200 | 781826 | HVAC & Plumbing | Pressure Independent Balancing & Control Valve | DN200 | Cast Iron | -
HERZ Armaturen Ges.m.b.h | HVAC Valves & Control | F400658 | HERZ-Cast Iron PICV PN16 DN200 HF | 796745 | HVAC & Plumbing | Pressure Independent Balancing & Control Valve | DN200 | Cast Iron | -
HERZ Armaturen Ges.m.b.h | HVAC Valves & Control | F400648 | HERZ-Cast Iron PICV PN16 DN200 UHF | 817632 | HVAC & Plumbing | Pressure Independent Balancing & Control Valve | DN200 | Cast Iron | -
HERZ Armaturen Ges.m.b.h | HVAC Valves & Control | F400669 | HERZ-Cast Iron PICV PN16 DN250 SF | 640399 | HVAC & Plumbing | Pressure Independent Balancing & Control Valve | DN250 | Cast Iron | -
HERZ Armaturen Ges.m.b.h | HVAC Valves & Control | F400659 | HERZ-Cast Iron PICV PN16 DN250 HF | 826588 | HVAC & Plumbing | Pressure Independent Balancing & Control Valve | DN250 | Cast Iron | -
HERZ Armaturen Ges.m.b.h | HVAC Valves & Control | F400726 | HERZ DPCV, CI Body, PN 16, Flanged Ends DN 50, 50-150 Kpa, Kvs 39. | 61171 | HVAC & Plumbing | Differential Pressure Control Valve | DN50 | Cast Iron | -
HERZ Armaturen Ges.m.b.h | HVAC Valves & Control | F400727 | HERZ DPCV, CI Body, PN 16, Flanged Ends DN 65, 50-150 Kpa, Kvs 50. | 63856 | HVAC & Plumbing | Differential Pressure Control Valve | DN65 | Cast Iron | -
HERZ Armaturen Ges.m.b.h | HVAC Valves & Control | F400728 | HERZ-Differential Pressure Controllers, PN16 DN 80, 50-150 Kpa, Kvs 84. | 69826 | HVAC & Plumbing | Differencial Pressure Control Valve | DN80 | Cast Iron | -
HERZ Armaturen Ges.m.b.h | HVAC Valves & Control | F400729 | HERZ DPCV, CI Body, PN16, Flanged Ends DN 100, 50-150 Kpa, Kvs 96. | 73111 | HVAC & Plumbing | Differential Pressure Control Valve | DN100 | Cast Iron | -
HERZ Armaturen Ges.m.b.h | HVAC Valves & Control | F400730 | HERZ-Differential Pressure Controllers, PN16 DN125, 50-150 Kpa, Kvs 190. | 148008 | HVAC & Plumbing | Differencial Pressure Control Valve | DN125 | Cast Iron | -
HERZ Armaturen Ges.m.b.h | HVAC Valves & Control | F400731 | HERZ-Differential Pressure Controllers, Flanged Version PN16 DN 150, 50-150 Kpa, Kvs 270. | 161138 | HVAC & Plumbing | Differencial Pressure Control Valve | DN150 | Cast Iron | -
HERZ Armaturen Ges.m.b.h | HVAC Valves & Control | F400732 | HERZ-Differential Pressure Controllers, Flanged Version PN16 DN 200, 50-150 Kpa. | 500661 | HVAC & Plumbing | Differencial Pressure Control Valve | DN200 | Cast Iron | -
HERZ Armaturen Ges.m.b.h | HVAC Valves & Control | 1421853 | HERZ-Cast Iron Globe Valve PN16 DN25 | 6944 | HVAC & Plumbing | Non Rising Stem Globe Valve | DN25 | Cast Iron | -
HERZ Armaturen Ges.m.b.h | HVAC Valves & Control | 1421854 | HERZ-Cast Iron Globe Valve PN16 DN32 | 9169 | HVAC & Plumbing | Non Rising Stem Globe Valve | DN32 | Cast Iron | -
HERZ Armaturen Ges.m.b.h | HVAC Valves & Control | 1421855 | HERZ-Cast Iron Globe Valve PN16 DN40 | 10946 | HVAC & Plumbing | Non Rising Stem Globe Valve | DN40 | Cast Iron | -
HERZ Armaturen Ges.m.b.h | HVAC Valves & Control | 1421856 | HERZ-Cast Iron Globe Valve PN16 DN50 | 15648 | HVAC & Plumbing | Non Rising Stem Globe Valve | DN50 | Cast Iron | -
HERZ Armaturen Ges.m.b.h | HVAC Valves & Control | 1421857 | HERZ-Cast Iron Globe Valve PN16 DN65 | 22102 | HVAC & Plumbing | Non Rising Stem Globe Valve | DN65 | Cast Iron | -
HERZ Armaturen Ges.m.b.h | HVAC Valves & Control | 1421858 | HERZ-Cast Iron Globe Valve PN16 DN80 | 26721 | HVAC & Plumbing | Non Rising Stem Globe Valve | DN80 | Cast Iron | -
HERZ Armaturen Ges.m.b.h | HVAC Valves & Control | 4262221 | HERZ-Cast Iron Swing Check Valve PN16 DN65 | 13721 | HVAC & Plumbing | Swing Check Valve | DN65 | Cast Iron | -
HERZ Armaturen Ges.m.b.h | HVAC Valves & Control | 4262222 | HERZ-Cast Iron Swing Check Valve PN16 DN80 | 15625 | HVAC & Plumbing | Swing Check Valve | DN80 | Cast Iron | -
HERZ Armaturen Ges.m.b.h | HVAC Valves & Control | 4262223 | HERZ-Cast Iron Swing Check Valve PN16 DN100 | 18208 | HVAC & Plumbing | Swing Check Valve | DN100 | Cast Iron | -
HERZ Armaturen Ges.m.b.h | HVAC Valves & Control | 4262224 | HERZ-Cast Iron Swing Check Valve PN16 DN125 | 21023 | HVAC & Plumbing | Swing Check Valve | DN125 | Cast Iron | -
HERZ Armaturen Ges.m.b.h | HVAC Valves & Control | 4262225 | HERZ-Cast Iron Swing Check Valve PN16 DN150 | 31744 | HVAC & Plumbing | Swing Check Valve | DN150 | Cast Iron | -
HERZ Armaturen Ges.m.b.h | HVAC Valves & Control | 4262226 | HERZ-Cast Iron Swing Check Valve PN16 DN200 | 59744 | HVAC & Plumbing | Swing Check Valve | DN200 | Cast Iron | -
HERZ Armaturen Ges.m.b.h | HVAC Valves & Control | 4262227 | HERZ-Cast Iron Swing Check Valve PN16 DN250 | 74617 | HVAC & Plumbing | Swing Check Valve | DN250 | Cast Iron | -
HERZ Armaturen Ges.m.b.h | HVAC Valves & Control | 4262231 | HERZ-Cast Iron Double Door Wafer Check Valve PN16 DN65 | 2073 | HVAC & Plumbing | Double Door Wafer Check Valve | DN65 | Cast Iron | -
HERZ Armaturen Ges.m.b.h | HVAC Valves & Control | 4262232 | HERZ-Cast Iron Double Door Wafer Check Valve PN16 DN80 | 2842 | HVAC & Plumbing | Double Door Wafer Check Valve | DN80 | Cast Iron | -
HERZ Armaturen Ges.m.b.h | HVAC Valves & Control | 4262233 | HERZ-Cast Iron Double Door Wafer Check Valve PN16 DN100 | 4092 | HVAC & Plumbing | Double Door Wafer Check Valve | DN100 | Cast Iron | -
HERZ Armaturen Ges.m.b.h | HVAC Valves & Control | 4262234 | HERZ-Cast Iron Double Door Wafer Check Valve PN16 DN125 | 5136 | HVAC & Plumbing | Double Door Wafer Check Valve | DN125 | Cast Iron | -
HERZ Armaturen Ges.m.b.h | HVAC Valves & Control | 4262235 | HERZ-Cast Iron Double Door Wafer Check Valve PN16 DN150 | 7474 | HVAC & Plumbing | Double Door Wafer Check Valve | DN150 | Cast Iron | -
HERZ Armaturen Ges.m.b.h | HVAC Valves & Control | 4262236 | HERZ-Cast Iron Double Door Wafer Check Valve PN16 DN200 | 12663 | HVAC & Plumbing | Double Door Wafer Check Valve | DN200 | Cast Iron | -
HERZ Armaturen Ges.m.b.h | HVAC Valves & Control | 1421902 | HERZ-Cast Iron Wafer Lever OP. BFV PN10/PN16 DN65 | 2842 | HVAC & Plumbing | Wafer Type Butterfly Valve | DN65 | Cast Iron | -
HERZ Armaturen Ges.m.b.h | HVAC Valves & Control | 1421903 | HERZ-Cast Iron Wafer Lever OP. BFV PN10/PN16 DN80 | 3345 | HVAC & Plumbing | Wafer Type Butterfly Valve | DN80 | Cast Iron | -
HERZ Armaturen Ges.m.b.h | HVAC Valves & Control | 1421904 | HERZ-Cast Iron Wafer Lever OP. BFV PN10/PN16 DN100 | 4738 | HVAC & Plumbing | Wafer Type Butterfly Valve | DN100 | Cast Iron | -
HERZ Armaturen Ges.m.b.h | HVAC Valves & Control | 1421905 | HERZ-Cast Iron Wafer Lever OP. BFV PN10/PN16 DN125 | 6527 | HVAC & Plumbing | Wafer Type Butterfly Valve | DN125 | Cast Iron | -
HERZ Armaturen Ges.m.b.h | HVAC Valves & Control | 1421906 | HERZ-Cast Iron Wafer Lever OP. BFV PN10/PN16 DN150 | 8463 | HVAC & Plumbing | Wafer Type Butterfly Valve | DN150 | Cast Iron | -
HERZ Armaturen Ges.m.b.h | HVAC Valves & Control | 1421962 | HERZ-Cast Iron Wafer Gear OP. BFV PN10/PN16 DN65 | 4316 | HVAC & Plumbing | Wafer Type Butterfly Valve | DN65 | Cast Iron | -
HERZ Armaturen Ges.m.b.h | HVAC Valves & Control | 1421963 | HERZ-Cast Iron Wafer Gear OP. BFV PN10/PN16 DN80 | 4818 | HVAC & Plumbing | Wafer Type Butterfly Valve | DN80 | Cast Iron | -
HERZ Armaturen Ges.m.b.h | HVAC Valves & Control | 1421964 | HERZ-Cast Iron Wafer Gear OP. BFV PN10/PN16 DN100 | 6211 | HVAC & Plumbing | Wafer Type Butterfly Valve | DN100 | Cast Iron | -
HERZ Armaturen Ges.m.b.h | HVAC Valves & Control | 1421965 | HERZ-Cast Iron Wafer Gear OP. BFV PN10/PN16 DN125 | 8000 | HVAC & Plumbing | Wafer Type Butterfly Valve | DN125 | Cast Iron | -
HERZ Armaturen Ges.m.b.h | HVAC Valves & Control | 1421966 | HERZ-Cast Iron Wafer Gear OP. BFV PN10/PN16 DN150 | 9935 | HVAC & Plumbing | Wafer Type Butterfly Valve | DN150 | Cast Iron | -
HERZ Armaturen Ges.m.b.h | HVAC Valves & Control | 1421967 | HERZ-Cast Iron Wafer Gear OP. BFV PN16 DN200 | 17160 | HVAC & Plumbing | Wafer Type Butterfly Valve | DN200 | Cast Iron | -
HERZ Armaturen Ges.m.b.h | HVAC Valves & Control | 1421968 | HERZ-Cast Iron Wafer Gear OP. BFV PN16 DN250 | 27065 | HVAC & Plumbing | Wafer Type Butterfly Valve | DN250 | Cast Iron | -
HERZ Armaturen Ges.m.b.h | HVAC Valves & Control | 1421969 | HERZ-Cast Iron Wafer Gear OP. BFV PN16 DN300 | 37032 | HVAC & Plumbing | Wafer Type Butterfly Valve | DN300 | Cast Iron | -
HERZ Armaturen Ges.m.b.h | HVAC Valves & Control | 1421926 | HERZ-Cast Iron Wafer BFV W/O Handle PN16 DN150 | 14031 | HVAC & Plumbing | Wafer Type Butterfly Valve | DN150 | Cast Iron | -
HERZ Armaturen Ges.m.b.h | HVAC Valves & Control | 1421927 | HERZ-Cast Iron Wafer BFV W/O Handle PN16 DN200 | 22315 | HVAC & Plumbing | Wafer Type Butterfly Valve | DN200 | Cast Iron | -
HERZ Armaturen Ges.m.b.h | HVAC Valves & Control | 1421929 | HERZ-Cast Iron Wafer BFV W/O Handle PN16 DN300 | 47094 | HVAC & Plumbing | Wafer Type Butterfly Valve | DN300 | Cast Iron | -
HERZ Armaturen Ges.m.b.h | HVAC Valves & Control | 1421912 | HERZ-Cast Iron Lug Type Lever OP. BFV PN10/PN16 DN65 | 5254 | HVAC & Plumbing | Lug Type Butterfly Valve | DN65 | Cast Iron | -
HERZ Armaturen Ges.m.b.h | HVAC Valves & Control | 1421913 | HERZ-Cast Iron Lug Type Lever OP. BFV PN10/PN16 DN80 | 5586 | HVAC & Plumbing | Lug Type Butterfly Valve | DN80 | Cast Iron | -
HERZ Armaturen Ges.m.b.h | HVAC Valves & Control | 1421914 | HERZ-Cast Iron Lug Type Lever OP. BFV PN10/PN16 DN100 | 7784 | HVAC & Plumbing | Lug Type Butterfly Valve | DN100 | Cast Iron | -
HERZ Armaturen Ges.m.b.h | HVAC Valves & Control | 1421915 | HERZ-Cast Iron Lug Type Lever OP. BFV PN10/PN16 DN125 | 10096 | HVAC & Plumbing | Lug Type Butterfly Valve | DN125 | Cast Iron | -
HERZ Armaturen Ges.m.b.h | HVAC Valves & Control | 1421916 | HERZ-Cast Iron Lug Type Lever OP. BFV PN10/PN16 DN150 | 12348 | HVAC & Plumbing | Lug Type Butterfly Valve | DN150 | Cast Iron | -
HERZ Armaturen Ges.m.b.h | HVAC Valves & Control | 1421972 | HERZ-Ductile Iron Lug Type Gear OP. BFV PN10/PN16 DN65 | 6770 | HVAC & Plumbing | Lug Type Butterfly Valve | DN65 | Ductile Iron | -
HERZ Armaturen Ges.m.b.h | HVAC Valves & Control | 1421973 | HERZ-Ductile Iron Lug Type Gear OP. BFV PN10/PN16 DN80 | 7101 | HVAC & Plumbing | Lug Type Butterfly Valve | DN80 | Ductile Iron | -
HERZ Armaturen Ges.m.b.h | HVAC Valves & Control | 1421974 | HERZ-Ductile Iron Lug Type Gear OP. BFV PN10/PN16 DN100 | 9299 | HVAC & Plumbing | Lug Type Butterfly Valve | DN100 | Ductile Iron | -
HERZ Armaturen Ges.m.b.h | HVAC Valves & Control | 1421975 | HERZ-Ductile Iron Lug Type Gear OP. BFV PN10/PN16 DN125 | 11612 | HVAC & Plumbing | Lug Type Butterfly Valve | DN125 | Ductile Iron | -
HERZ Armaturen Ges.m.b.h | HVAC Valves & Control | 1421976 | HERZ-Ductile Iron Lug Type Gear OP. BFV PN10/PN16 DN150 | 13864 | HVAC & Plumbing | Lug Type Butterfly Valve | DN150 | Ductile Iron | -
HERZ Armaturen Ges.m.b.h | HVAC Valves & Control | 1421977 | HERZ-Ductile Iron Lug Type Gear OP. BFV PN16 DN200 | 20870 | HVAC & Plumbing | Lug Type Butterfly Valve | DN200 | Ductile Iron | -
HERZ Armaturen Ges.m.b.h | HVAC Valves & Control | 4421931 | HERZ-Cast Iron Lug Type Gear OP. BFV PN16 DN400 | 84602 | HVAC & Plumbing | Lug Type Butterfly Valve | DN400 | Cast Iron | -
HERZ Armaturen Ges.m.b.h | HVAC Valves & Control | FS22001 | HERZ-Rubber Bellow Flexible Joint PN16 DN65 | 2427 | HVAC & Plumbing | Rubber Below Flexible Joint | DN65 | EPDM | -
HERZ Armaturen Ges.m.b.h | HVAC Valves & Control | FS22002 | HERZ-Rubber Bellow Flexible Joint PN16 DN80 | 2915 | HVAC & Plumbing | Rubber Below Flexible Joint | DN80 | EPDM | -
HERZ Armaturen Ges.m.b.h | HVAC Valves & Control | FS22003 | HERZ-Rubber Bellow Flexible Joint PN16 DN100 | 3586 | HVAC & Plumbing | Rubber Below Flexible Joint | DN100 | EPDM | -
HERZ Armaturen Ges.m.b.h | HVAC Valves & Control | FS22004 | HERZ-Rubber Bellow Flexible Joint PN16 DN125 | 4368 | HVAC & Plumbing | Rubber Below Flexible Joint | DN125 | EPDM | -
HERZ Armaturen Ges.m.b.h | HVAC Valves & Control | FS22005 | HERZ-Rubber Bellow Flexible Joint PN16 DN150 | 6347 | HVAC & Plumbing | Rubber Below Flexible Joint | DN150 | EPDM | -
HERZ Armaturen Ges.m.b.h | HVAC Valves & Control | FS22006 | HERZ-Rubber Bellow Flexible Joint PN16 DN200 | 10476 | HVAC & Plumbing | Rubber Below Flexible Joint | DN200 | EPDM | -
HERZ Armaturen Ges.m.b.h | HVAC Valves & Control | FS22007 | HERZ-Rubber Bellow Flexible Joint PN16 DN250 | 14206 | HVAC & Plumbing | Rubber Below Flexible Joint | DN250 | EPDM | -
HERZ Armaturen Ges.m.b.h | HVAC Valves & Control | FS22008 | HERZ-Rubber Bellow Flexible Joint PN16 DN300 | 19005 | HVAC & Plumbing | Rubber Below Flexible Joint | DN300 | EPDM | -
HERZ Armaturen Ges.m.b.h | HVAC Valves & Control | HVPRVF-00 | HERZ-Ductile Iron Pilot OP. PRV PN16 DN50 | 45797 | HVAC & Plumbing | Pilot Operated Pressure Reducing Valve | DN50 | Ductile Iron | -
HERZ Armaturen Ges.m.b.h | HVAC Valves & Control | HVPRVF-01 | HERZ-Ductile Iron Pilot OP. PRV PN16 DN65 | 51635 | HVAC & Plumbing | Pilot Operated Pressure Reducing Valve | DN65 | Ductile Iron | -
HERZ Armaturen Ges.m.b.h | HVAC Valves & Control | HVPRVF-02 | HERZ-Ductile Iron Pilot OP. PRV PN16 DN80 | 56987 | HVAC & Plumbing | Pilot Operated Pressure Reducing Valve | DN80 | Ductile Iron | -
HERZ Armaturen Ges.m.b.h | HVAC Valves & Control | HVPRVF-03 | HERZ-Ductile Iron Pilot OP. PRV PN16 DN100 | 68990 | HVAC & Plumbing | Pilot Operated Pressure Reducing Valve | DN100 | Ductile Iron | -
HERZ Armaturen Ges.m.b.h | HVAC Valves & Control | HVPRVF-04 | HERZ-Ductile Iron Pilot OP. PRV PN16 DN125 | 86480 | HVAC & Plumbing | Pilot Operated Pressure Reducing Valve | DN125 | Ductile Iron | -
HERZ Armaturen Ges.m.b.h | HVAC Valves & Control | HVPRVF-05 | HERZ-Ductile Iron Pilot OP. PRV PN16 DN150 | 114007 | HVAC & Plumbing | Pilot Operated Pressure Reducing Valve | DN150 | Ductile Iron | -
HERZ Armaturen Ges.m.b.h | HVAC Valves & Control | HVPRVF-06 | HERZ-Ductile Iron Pilot OP. PRV PN16 DN200 | 172685 | HVAC & Plumbing | Pilot Operated Pressure Reducing Valve | DN200 | Ductile Iron | -
HERZ Armaturen Ges.m.b.h | HVAC Valves & Control | 1400031 | HERZ-Flow Measuring Orifice Plate, PN 16 DN 65 | 4957 | HVAC & Plumbing | Flow Measuring Orifice Plate | DN65 | Stainless Steel | -
HERZ Armaturen Ges.m.b.h | HVAC Valves & Control | 1400032 | HERZ-Flow Measuring Orifice Plate, PN 16 DN 80 | 7039 | HVAC & Plumbing | Flow Measuring Orifice Plate | DN80 | Stainless Steel | -
HERZ Armaturen Ges.m.b.h | HVAC Valves & Control | 1400033 | HERZ-Flow Measuring Orifice Plate, PN 16 DN 100 | 9466 | HVAC & Plumbing | Flow Measuring Orifice Plate | DN100 | Stainless Steel | -
HERZ Armaturen Ges.m.b.h | HVAC Valves & Control | 1400034 | HERZ-Flow Measuring Orifice Plate, PN 16 DN 125 | 11895 | HVAC & Plumbing | Flow Measuring Orifice Plate | DN125 | Stainless Steel | -
HERZ Armaturen Ges.m.b.h | HVAC Valves & Control | 1400035 | HERZ-Flow Measuring Orifice Plate, PN 16 DN 150 | 14251 | HVAC & Plumbing | Flow Measuring Orifice Plate | DN150 | Stainless Steel | -
HERZ Armaturen Ges.m.b.h | HVAC Valves & Control | 1400036 | HERZ-Flow Measuring Orifice Plate, PN 16 DN 200 | 28312 | HVAC & Plumbing | Flow Measuring Orifice Plate | DN200 | Stainless Steel | -
HERZ Armaturen Ges.m.b.h | HVAC Valves & Control | H7713-DA2 | HERZ ON/OFF Digital Thermostat. 85-260 V AC -Control 3 Wire Actuator -Control 3 Speed Fan -Upon Reaching Set Piont -Closes Motorised Valve -Fan Still Running | 2241 | HVAC & Plumbing | ON/OFF Room Tempreature Thermostats | - | - | -
HERZ Armaturen Ges.m.b.h | HVAC Valves & Control | H7713-DB1 | HERZ ON/OFF Digital Thermostat. 85-260 V AC -Control 2 Wire Actuator -Control 3 Speed Fan -Upon Reaching Set Piont -Closes Motorised Valve -Closes Fan | 2241 | HVAC & Plumbing | ON/OFF Room Tempreature Thermostats | - | - | -
HERZ Armaturen Ges.m.b.h | HVAC Valves & Control | H7713-DB2 | HERZ ON/OFF Digital Thermostat. 85-260 V AC -Control 3 Wire Actuator -Control 3 Speed Fan -Upon Reaching Set Piont -Closes Motorised Valve -Closes Fan | 2241 | HVAC & Plumbing | ON/OFF Room Tempreature Thermostats | - | - | -
HERZ Armaturen Ges.m.b.h | HVAC Valves & Control | H7713-DA1 | HERZ ON/OFF Digital Thermostat. 85-260 V AC -Control 2 Wire Actuator -Control 3 Speed Fan -Upon Reaching Set Piont -Closes Motorised Valve -Fan Still Running | 2241 | HVAC & Plumbing | ON/OFF Room Tempreature Thermostats | - | - | -
HERZ Armaturen Ges.m.b.h | HVAC Valves & Control | 1770841 | HERZ - Motoric [ON-OFF/3-Point] Valve Drive: - Power Supply: 230V AC, 50Hz - Force: 200 N - Stroke: 8.5 mm | 4144 | HVAC & Plumbing | Linear Valve ON/OFF Actuator | - | - | -
HERZ Armaturen Ges.m.b.h | HVAC Valves & Control | 1770842 | HERZ - Motoric [Modulating(0…10V DC)] Valve Drive: - Power Supply: 24V AC/DC, 50Hz - Force: 200 N - Stroke: 8.5 mm, With Stroke Recognition | 4416 | HVAC & Plumbing | Linear Valve Modulating Actuator | - | - | -
HERZ Armaturen Ges.m.b.h | HVAC Valves & Control | 5771248 | HERZ - Motoric [Modulating(0…10V DC)] Valve Drive: - Power Supply: 24V AC/DC, 50Hz - Force: 150 N - Stroke: 8.5 mm, With Stroke Recognition - With Feedback Signal & Fail Safe | 6534 | HVAC & Plumbing | Linear Valve Modulating Actuator | - | - | -
HERZ Armaturen Ges.m.b.h | HVAC Valves & Control | 1770852 | HERZ - Thermo-Electric [ON-OFF] Valve Drive: - Power Supply: 24V AC, 50Hz - Force: 100 N - Stroke: 5 mm | 2618 | HVAC & Plumbing | Linear Valve ON/OFF Actuator | - | - | -
HERZ Armaturen Ges.m.b.h | HVAC Valves & Control | 1770853 | HERZ - Thermo-Electric [ON-OFF] Valve Drive: - Power Supply: 230V AC, 50Hz - Force: 100 N - Stroke: 5 mm | 1084 | HVAC & Plumbing | Linear Valve ON/OFF Actuator | - | - | -
HERZ Armaturen Ges.m.b.h | HVAC Valves & Control | 1799031 | HERZ - Termo-Electric [Modulating(0…10V DC)] Valve Drive: - Power Supply: 24V AC, 50Hz - Force: 100 N - Stroke: 5 mm | 3949 | HVAC & Plumbing | Linear Valve Modulating Actuator | - | - | -
HERZ Armaturen Ges.m.b.h | HVAC Valves & Control | 1799032 | HERZ - Thermo-Electric [Modulating(0…10V DC)] Valve Drive: - Power Supply: 24V AC, 50Hz - Force: 125 N - Stroke: 6.5 mm, With Stroke Recognition | 8709 | HVAC & Plumbing | Linear Valve Modulating Actuator | - | - | -
HERZ Armaturen Ges.m.b.h | HVAC Valves & Control | 1771211 | HERZ - Motoric [Modulating(0…10V DC)/ON-OFF/3-Point] Valve Drive: - Power Supply: 24V AC, 50Hz - Force: 500 N - Stroke: 8 mm, With Stroke Recognition | 19733 | HVAC & Plumbing | Linear Valve Modulating Actuator | - | - | -
HERZ Armaturen Ges.m.b.h | HVAC Valves & Control | 1771250 | HERZ - Motoric [ON-OFF/3-Point] Valve Drive: - Power Supply: 230V AC, 50Hz - Force: 500 N - Stroke: 8 mm, With Stroke Recognition | 21398 | HVAC & Plumbing | Linear Valve ON/OFF Actuator | - | - | -
HERZ Armaturen Ges.m.b.h | HVAC Valves & Control | 1771251 | HERZ - Motoric [ON-OFF/3-Point] Valve Drive: - Power Supply: 24V AC/DC, 50Hz - Force: 500 N - Stroke: 8 mm, With Stroke Recognition | 21398 | HVAC & Plumbing | Linear Valve ON/OFF Actuator | - | - | -
HERZ Armaturen Ges.m.b.h | HVAC Valves & Control | 1771233 | HERZ - Quarter Turn [ON-OFF/3-Point] Valve Drive: - Power Supply: 230V AC, 50Hz - Torque: 8 Nm | 7295 | HVAC & Plumbing | Rotary Valve ON/OFF Actuator | - | - | -
HERZ Armaturen Ges.m.b.h | HVAC Valves & Control | 1771235 | HERZ - Quarter Turn [Modulating(0…10V DC)/ON-OFF/3-Point] Valve Drive: - Power Supply: 24V AC/DC, 50Hz - Torque: 8 Nm | 10603 | HVAC & Plumbing | Rotart Valve Modulating Actuator | - | - | -
HERZ Armaturen Ges.m.b.h | HVAC Valves & Control | 1771260 | HERZ - Quarter Turn [ON-OFF] Valve Drive: - Power Supply: 230V AC, 50Hz - Torque: 10 Nm | 10926 | HVAC & Plumbing | Rotary Valve ON/OFF Actuator | - | - | -
HERZ Armaturen Ges.m.b.h | HVAC Valves & Control | 1771261 | HERZ - Quarter Turn [ON-OFF/3-Point] Valve Drive: - Power Supply: 230V AC, 50Hz - Torque: 10 Nm -With SPDT Auxiliary Switch | 12312 | HVAC & Plumbing | Rotary Valve ON/OFF Actuator | - | - | -
HERZ Armaturen Ges.m.b.h | HVAC Valves & Control | 1771262 | HERZ - Quarter Turn [Modulating(0…10V DC)] Valve Drive: - Power Supply: 24V AC/DC, 50Hz - Torque: 10 Nm | 13278 | HVAC & Plumbing | Rotart Valve Modulating Actuator | - | - | -
HERZ Armaturen Ges.m.b.h | HVAC Valves & Control | 1771263 | HERZ - Quarter Turn [ON-OFF/3-Point] Valve Drive: - Power Supply: 230V AC, 50Hz - Torque: 5 Nm | 8332 | HVAC & Plumbing | Rotary Valve ON/OFF Actuator | - | - | -
HERZ Armaturen Ges.m.b.h | HVAC Valves & Control | 1771225 | HERZ - Quarter Turn [ON-OFF/3-Point] Valve Drive: - Power Supply: 230V AC, 50Hz - Torque: 10 Nm | 9822 | HVAC & Plumbing | Rotary Valve ON/OFF Actuator | - | - | -
HERZ Armaturen Ges.m.b.h | HVAC Valves & Control | 1771227 | HERZ - Quarter Turn [Modulating/ON-OFF/3-Point] Valve Drive: - Power Supply: 24V AC/DC, 50Hz - Torque: 10 Nm - With SUT | 11847 | HVAC & Plumbing | Rotart Valve Modulating Actuator | - | - | -
HERZ Armaturen Ges.m.b.h | HVAC Valves & Control | ITQ 100 | HERZ - Quarter Turn [ON-OFF] Valve Drive: - Power Supply: . 110/220VAC/1Ph/50/60Hz . 380/440/VAC/3Ph/50/60/Hz ±10% . 24VDC - Torque: 100 Nm | 76287 | HVAC & Plumbing | Rotary Valve ON/OFF Actuator | - | - | -
HERZ Armaturen Ges.m.b.h | HVAC Valves & Control | ITQ 160 | HERZ - Quarter Turn [ON-OFF] Valve Drive: - Power Supply: . 110/220VAC/1Ph/50/60Hz . 380/440/VAC/3Ph/50/60/Hz ±10% . 24VDC - Torque: 160 Nm | 83513 | HVAC & Plumbing | Rotary Valve ON/OFF Actuator | - | - | -
HERZ Armaturen Ges.m.b.h | HVAC Valves & Control | ITQ 240 | HERZ - Quarter Turn [ON-OFF] Valve Drive: - Power Supply: . 110/220VAC/1Ph/50/60Hz . 380/440/VAC/3Ph/50/60/Hz ±10% . 24VDC - Torque: 240 Nm | 95559 | HVAC & Plumbing | Rotary Valve ON/OFF Actuator | - | - | -
HERZ Armaturen Ges.m.b.h | HVAC Valves & Control | ITQ 350 | HERZ - Quarter Turn [ON-OFF] Valve Drive: - Power Supply: . 110/220VAC/1Ph/50/60Hz . 380/440/VAC/3Ph/50/60/Hz ±10% . 24VDC - Torque: 350 Nm | 104393 | HVAC & Plumbing | Rotary Valve ON/OFF Actuator | - | - | -
HERZ Armaturen Ges.m.b.h | HVAC Valves & Control | ITQ 500 | HERZ - Quarter Turn [ON-OFF] Valve Drive: - Power Supply: . 110/220VAC/1Ph/50/60Hz . 380/440/VAC/3Ph/50/60/Hz ±10% . 24VDC - Torque: 500 Nm | 107648 | HVAC & Plumbing | Rotary Valve ON/OFF Actuator | - | - | -
HERZ Armaturen Ges.m.b.h | HVAC Valves & Control | ITQ 800 | HERZ - Quarter Turn [ON-OFF] Valve Drive: - Power Supply: . 110/220VAC/1Ph/50/60Hz . 380/440/VAC/3Ph/50/60/Hz ±10% . 24VDC - Torque: 800 Nm | 144544 | HVAC & Plumbing | Rotary Valve ON/OFF Actuator | - | - | -
HERZ Armaturen Ges.m.b.h | HVAC Valves & Control | ITQ 1100 | HERZ - Quarter Turn [ON-OFF] Valve Drive: - Power Supply: . 110/220VAC/1Ph/50/60Hz . 380/440/VAC/3Ph/50/60/Hz ±10% . 24VDC - Torque: 1100 Nm | 162210 | HVAC & Plumbing | Rotary Valve ON/OFF Actuator | - | - | -
HERZ Armaturen Ges.m.b.h | HVAC Valves & Control | F771290 | HERZ - Motoric [Modulating(0…10V DC)] Valve Drive: - Power Supply: 24V AC/DC, 50/60Hz - Force: 500 N - Stroke: 15 mm, With Stroke Recognition - With Feedback Signal | 24050 | HVAC & Plumbing | Linear Valve Modulating Actuator | - | - | -
HERZ Armaturen Ges.m.b.h | HVAC Valves & Control | F771291 | HERZ - Motoric [Modulating(0…10V DC)] Valve Drive: - Power Supply: 24V AC/DC, 50/60Hz - Force: 1000 N - Stroke: 20 mm, With Stroke Recognition - With Feedback Signal | 31865 | HVAC & Plumbing | Linear Valve Modulating Actuator | - | - | -
HERZ Armaturen Ges.m.b.h | HVAC Valves & Control | F771292 | HERZ - Motoric [Modulating(0…10V DC)] Valve Drive: - Power Supply: 24V AC/DC, 50/60Hz - Force: 2500 N - Stroke: 40 mm, With Stroke Recognition - With Feedback Signal | 63325 | HVAC & Plumbing | Linear Valve Modulating Actuator | - | - | -
HERZ Armaturen Ges.m.b.h | HVAC Valves & Control | F771295 | HERZ - Motoric [ON-OFF/3-Point] Valve Drive: - Power Supply: 24V AC/DC, 50/60Hz - Force: 500 N - Stroke: 15 mm, With Stroke Recognition | 29821 | HVAC & Plumbing | Linear Valve ON/OFF Actuator | - | - | -
HERZ Armaturen Ges.m.b.h | HVAC Valves & Control | F771296 | HERZ - Motoric [ON-OFF/3-Point] Valve Drive: - Power Supply: 24V AC/DC, 50/60Hz - Force: 1000 N - Stroke: 20 mm, With Stroke Recognition | 30584 | HVAC & Plumbing | Linear Valve ON/OFF Actuator | - | - | -
HERZ Armaturen Ges.m.b.h | HVAC Valves & Control | F771298 | HERZ - Motoric [ON-OFF/3-Point] Valve Drive: - Power Supply: 24V AC/DC, 50/60Hz - Force: 2500 N - Stroke: 40 mm, With Stroke Recognition | 60833 | HVAC & Plumbing | Linear Valve ON/OFF Actuator | - | - | -
HERZ Armaturen Ges.m.b.h | HVAC Valves & Control | F771281 | HERZ - Motoric [ON-OFF/3-Point] Valve Drive: - Power Supply: 100...240V AC, 50/60Hz - Force: 500 N - Stroke: 15 mm, With Stroke Recognition | 23242 | HVAC & Plumbing | Linear Valve ON/OFF Actuator | - | - | -
HERZ Armaturen Ges.m.b.h | HVAC Valves & Control | F771282 | HERZ - Motoric [ON-OFF/3-Point] Valve Drive: - Power Supply: 100...240V AC, 50/60Hz - Force: 1000 N - Stroke: 20 mm, With Stroke Recognition | 30584 | HVAC & Plumbing | Linear Valve ON/OFF Actuator | - | - | -
HERZ Armaturen Ges.m.b.h | HVAC Valves & Control | F771284 | HERZ - Motoric [ON-OFF/3-Point] Valve Drive: - Power Supply: 100...240V AC, 50/60Hz - Force: 2500 N - Stroke: 40 mm, With Stroke Recognition | 60833 | HVAC & Plumbing | Linear Valve ON/OFF Actuator | - | - | -
HERZ Armaturen Ges.m.b.h | HVAC Valves & Control | 1771221 | HERZ - Motoric [Modulating(0…10V DC/4…20mA)/ON-OFF/3-Point] Valve Drive: - Power Supply: 24V AC/DC, 50Hz - Force: 150 N - Stroke: 8.5 mm, With Stroke Recognition - With Feedback Signal For Flow Control Valves | 58304 | HVAC & Plumbing | Linear Valve Modulating Actuator | - | - | -
HERZ Armaturen Ges.m.b.h | HVAC Valves & Control | 1771232 | HERZ - Motoric [Modulating(0…10V DC/4…20mA)/ON-OFF/3-Point] Valve Drive: - Power Supply: 24V AC/DC, 50Hz - Force: 2500 N - Stroke: 49 mm, With Stroke Recognition - With Feedback Signal - For 2-Way & 3-Way Valves | 58304 | HVAC & Plumbing | Linear Valve Modulating Actuator | - | - | -
HERZ Armaturen Ges.m.b.h | HVAC Valves & Control | 1420606 | HERZ-DZR FT SMART [3 Test Points] PIBCV PN25 DN15 SF | 5584 | HVAC & Plumbing | Pressure Independent Balancing & Control Valve | - | DZR Brass | -
HERZ Armaturen Ges.m.b.h | HVAC Valves & Control | 1420607 | HERZ-DZR FT SMART [3 Test Points] PIBCV PN25 DN20 SF | 5984 | HVAC & Plumbing | Pressure Independent Balancing & Control Valve | - | DZR Brass | -
HERZ Armaturen Ges.m.b.h | HVAC Valves & Control | 1420677 | HERZ-DZR FT SMART [3 Test Points] PIBCV PN25 DN20 HF | 5984 | HVAC & Plumbing | Pressure Independent Balancing & Control Valve | - | DZR Brass | -
HERZ Armaturen Ges.m.b.h | HVAC Valves & Control | 1440623 | HERZ-DZR MT PIBCV PN16 DN25 | 14153 | HVAC & Plumbing | Pressure Independent Balancing & Control Valve | - | DZR Brass | -
HERZ Armaturen Ges.m.b.h | HVAC Valves & Control | 1440624 | HERZ-DZR MT PIBCV PN16 DN32 | 15839 | HVAC & Plumbing | Pressure Independent Balancing & Control Valve | - | DZR Brass | -
HERZ Armaturen Ges.m.b.h | HVAC Valves & Control | 1440625 | HERZ-DZR MT PIBCV PN16 DN40 | 16815 | HVAC & Plumbing | Pressure Independent Balancing & Control Valve | - | DZR Brass | -
HERZ Armaturen Ges.m.b.h | HVAC Valves & Control | 1440626 | HERZ-DZR MT PIBCV PN16 DN50 | 20790 | HVAC & Plumbing | Pressure Independent Balancing & Control Valve | - | DZR Brass | -
HERZ Armaturen Ges.m.b.h | HVAC Valves & Control | 4411371 | HERZ- WRAS Ductile Iron Gate Valve Flanged Ends PN16 DN 65 | 10490 | HVAC & Plumbing | Gate Valve - NRS | DN65 | Ductile Iron | -
HERZ Armaturen Ges.m.b.h | HVAC Valves & Control | 4411372 | HERZ- WRAS Ductile Iron Gate Valve Flanged Ends PN16 DN 80 | 11727 | HVAC & Plumbing | Gate Valve - NRS | DN80 | Ductile Iron | -
HERZ Armaturen Ges.m.b.h | HVAC Valves & Control | 4411373 | HERZ- WRAS Ductile Iron Gate Valve Flanged Ends PN16 DN 100 | 11980 | HVAC & Plumbing | Gate Valve - NRS | DN100 | Ductile Iron | -
HERZ Armaturen Ges.m.b.h | HVAC Valves & Control | 4411374 | HERZ- WRAS Ductile Iron Gate Valve Flanged Ends PN16 DN 125 | 25368 | HVAC & Plumbing | Gate Valve - NRS | DN125 | Ductile Iron | -
HERZ Armaturen Ges.m.b.h | HVAC Valves & Control | 4411375 | HERZ- WRAS Ductile Iron Gate Valve Flanged Ends PN16 DN 150 | 26703 | HVAC & Plumbing | Gate Valve - NRS | DN150 | Ductile Iron | -
HERZ Armaturen Ges.m.b.h | HVAC Valves & Control | 4411376 | HERZ- WRAS Ductile Iron Gate Valve Flanged Ends PN16 DN 200 | 36191 | HVAC & Plumbing | Gate Valve - NRS | DN200 | Ductile Iron | -
HERZ Armaturen Ges.m.b.h | HVAC Valves & Control | 4411377 | HERZ- WRAS Ductile Iron Gate Valve Flanged Ends PN16 DN 250 | 59383 | HVAC & Plumbing | Gate Valve - NRS | DN250 | Ductile Iron | -
HERZ Armaturen Ges.m.b.h | HVAC Valves & Control | 4411378 | HERZ- WRAS Ductile Iron Gate Valve Flanged Ends PN16 DN 300 | 76713 | HVAC & Plumbing | Gate Valve - NRS | DN300 | Ductile Iron | -
HERZ Armaturen Ges.m.b.h | HVAC Valves & Control | 4411380 | HERZ- WRAS Ductile Iron Gate Valve Flanged Ends PN16 DN 400 | 173123 | HVAC & Plumbing | Gate Valve - NRS | DN400 | Ductile Iron | -
Komtes Group | Fire Protection and Detection Systems | GA111121 | PENDENT SPRINKLER 1/2" 68ºC K80 STANDARD RESP BRASS FM/UL/CE | 270 | Fire Fighting & Detection | Standard Coverage, Standard Response, Pendent Sprinklers | 1/2" | Brass | -
Komtes Group | Fire Protection and Detection Systems | GA111122 | PENDENT SPRINKLER 1/2" 68ºC K80 STANDARD RESP CHROME FM/UL/CE | 332 | Fire Fighting & Detection | Standard Coverage, Standard Response, Pendent Sprinklers | 1/2" | Brass | -
Komtes Group | Fire Protection and Detection Systems | GA111123 | PENDENT SPRINKLER 1/2" 68ºC K80 STANDARD RESP WHITE FM/UL/CE | 386 | Fire Fighting & Detection | Standard Coverage, Standard Response, Pendent Sprinklers | 1/2" | Brass | -
Komtes Group | Fire Protection and Detection Systems | GA121221 | PENDENT SPRINKLER 1/2" 68ºC K80 QUICK RESP BRASS FM/UL/CE | 265 | Fire Fighting & Detection | Standard Coverage, Quick Response, Pendent Sprinklers | 1/2" | Brass | -
Komtes Group | Fire Protection and Detection Systems | GA121222 | PENDENT SPRINKLER 1/2" 68ºC K80 QUICK RESP CHROME FM/UL/CE | 386 | Fire Fighting & Detection | Standard Coverage, Quick Response, Pendent Sprinklers | 1/2" | Brass | -
Komtes Group | Fire Protection and Detection Systems | GA121223 | PENDENT SPRINKLER 1/2" 68ºC K80 QUICK RESP WHITE FM/UL/CE | 472 | Fire Fighting & Detection | Standard Coverage, Quick Response, Pendent Sprinklers | 1/2" | Brass | -
Komtes Group | Fire Protection and Detection Systems | GA815621 | PENDENT SPRINKLER 3/4" 68ºC K115 STANDARD RESP BRASS FM/UL/CE | 363 | Fire Fighting & Detection | Standard Coverage, Standard Response, Pendent Sprinklers | 3/4" | Brass | -
Komtes Group | Fire Protection and Detection Systems | GA815622 | PENDENT SPRINKLER 3/4" 68ºC K115 STANDARD RESP CHROME FM/UL/CE | 440 | Fire Fighting & Detection | Standard Coverage, Standard Response, Pendent Sprinklers | 3/4" | Brass | -
Komtes Group | Fire Protection and Detection Systems | GA815623 | PENDENT SPRINKLER 3/4" 68ºC K115 STANDARD RESP WHITE FM/UL/CE | 461 | Fire Fighting & Detection | Standard Coverage, Standard Response, Pendent Sprinklers | 3/4" | Brass | -
Komtes Group | Fire Protection and Detection Systems | GA810621 | PENDENT SPRINKLER 3/4" 68ºC K115 QUICK RESP BRASS FM/UL/CE | 348 | Fire Fighting & Detection | Standard Coverage, Quick Response, Pendent Sprinklers | 3/4" | Brass | -
Komtes Group | Fire Protection and Detection Systems | GA810622 | PENDENT SPRINKLER 3/4" 68ºC K115 QUICK RESP CHROME FM/UL/CE | 515 | Fire Fighting & Detection | Standard Coverage, Quick Response, Pendent Sprinklers | 3/4" | Brass | -
Komtes Group | Fire Protection and Detection Systems | GA810623 | PENDENT SPRINKLER 3/4" 68ºC K115 QUICK RESP WHITE FM/UL/CE | 547 | Fire Fighting & Detection | Standard Coverage, Quick Response, Pendent Sprinklers | 3/4" | Brass | -
Komtes Group | Fire Protection and Detection Systems | GA566121 | UPRIGHT SPRINKLER 1/2" 68ºC K80 STANDARD RESP BRASS FM/UL/CE | 270 | Fire Fighting & Detection | Standard Coverage, Standard Response, Upright Sprinklers | 1/2" | Brass | -
Komtes Group | Fire Protection and Detection Systems | GA566122 | UPRIGHT SPRINKLER 1/2" 68ºC K80 STANDARD RESP CHROME FM/UL/CE | 332 | Fire Fighting & Detection | Standard Coverage, Standard Response, Upright Sprinklers | 1/2" | Brass | -
Komtes Group | Fire Protection and Detection Systems | GA561521 | UPRIGHT SPRINKLER 1/2" 68ºC K80 QUICK RESP BRASS FM/UL/CE | 265 | Fire Fighting & Detection | Standard Coverage, Quick Response, Upright Sprinklers | 1/2" | Brass | -
Komtes Group | Fire Protection and Detection Systems | GA561522 | UPRIGHT SPRINKLER 1/2" 68ºC K80 QUICK RESP CHROME FM/UL/CE | 390 | Fire Fighting & Detection | Standard Coverage, Quick Response, Upright Sprinklers | 1/2" | Brass | -
Komtes Group | Fire Protection and Detection Systems | GA816421 | UPRIGHT SPRINKLER 3/4" 68ºC K115 STANDARD RESP BRASS FM/UL/CE | 365 | Fire Fighting & Detection | Standard Coverage, Standard Response, Upright Sprinklers | 3/4" | Brass | -
Komtes Group | Fire Protection and Detection Systems | GA816422 | UPRIGHT SPRINKLER 3/4" 68ºC K115 STANDARD RESP CHROME FM/UL/CE | 440 | Fire Fighting & Detection | Standard Coverage, Standard Response, Upright Sprinklers | 3/4" | Brass | -
Komtes Group | Fire Protection and Detection Systems | GA811821 | UPRIGHT SPRINKLER 3/4" 68ºC K115 QUICK RESP BRASS FM/UL/CE | 350 | Fire Fighting & Detection | Standard Coverage, Quick Response, Upright Sprinklers | 3/4" | Brass | -
Komtes Group | Fire Protection and Detection Systems | GA811822 | UPRIGHT SPRINKLER 3/4" 68ºC K115 QUICK RESP CHROME FM/UL/CE | 515 | Fire Fighting & Detection | Standard Coverage, Quick Response, Upright Sprinklers | 3/4" | Brass | -
Komtes Group | Fire Protection and Detection Systems | GA567021 | HSW SPRINKLER 1/2" 68ºC K80 STANDARD RESP BRASS FM/UL/CE | 446 | Fire Fighting & Detection | Standard Coverage, Standard Response, Sidewall Sprinklers | 1/2" | Brass | -
Komtes Group | Fire Protection and Detection Systems | GA567022 | HSW SPRINKLER 1/2" 68ºC K80 STANDARD RESP CHROME FM/UL/CE | 494 | Fire Fighting & Detection | Standard Coverage, Standard Response, Sidewall Sprinklers | 1/2" | Brass | -
Komtes Group | Fire Protection and Detection Systems | GA567023 | HSW SPRINKLER 1/2" 68ºC K80 STANDARD RESP WHITE FM/UL/CE | 637 | Fire Fighting & Detection | Standard Coverage, Standard Response, Sidewall Sprinklers | 1/2" | Brass | -
Komtes Group | Fire Protection and Detection Systems | GA562621 | HSW SPRINKLER 1/2" 68ºC K80 QUICK RESP BRASS UL/FM/CE | 411 | Fire Fighting & Detection | Standard Coverage, Quick Response, Sidewall Sprinklers | 1/2" | Brass | -
Komtes Group | Fire Protection and Detection Systems | GA562622 | HSW SPRINKLER 1/2" 68ºC K80 QUICK RESP CHROME UL/FM/CE | 534 | Fire Fighting & Detection | Standard Coverage, Quick Response, Sidewall Sprinklers | 1/2" | Brass | -
Komtes Group | Fire Protection and Detection Systems | GA562623 | HSW SPRINKLER 1/2" 68ºC K80 QUICK RESP WHITE UL/FM/CE | 602 | Fire Fighting & Detection | Standard Coverage, Quick Response, Sidewall Sprinklers | 1/2" | Brass | -
Komtes Group | Fire Protection and Detection Systems | GA817121 | HSW SPRINKLER 3/4" 68ºC K115 STANDARD RESP BRASS UL | 570 | Fire Fighting & Detection | Standard Coverage, Standard Response, Sidewall Sprinklers | 3/4" | Brass | -
Komtes Group | Fire Protection and Detection Systems | GA817122 | HSW SPRINKLER 3/4" 68ºC K115 STANDARD RESP CHROME UL | 595 | Fire Fighting & Detection | Standard Coverage, Standard Response, Sidewall Sprinklers | 3/4" | Brass | -
Komtes Group | Fire Protection and Detection Systems | GA817123 | HSW SPRINKLER 3/4" 68ºC K115 STANDARD RESP WHITE UL | 654 | Fire Fighting & Detection | Standard Coverage, Standard Response, Sidewall Sprinklers | 3/4" | Brass | -
Komtes Group | Fire Protection and Detection Systems | GA812721 | HSW SPRINKLER 3/4" 68ºC K115 QUICK RESP BRASS UL | 729 | Fire Fighting & Detection | Standard Coverage, Quick Response, Sidewall Sprinklers | 3/4" | Brass | -
Komtes Group | Fire Protection and Detection Systems | GA812722 | HSW SPRINKLER 3/4" 68ºC K115 QUICK RESP CHROME UL | 783 | Fire Fighting & Detection | Standard Coverage, Quick Response, Sidewall Sprinklers | 3/4" | Brass | -
Komtes Group | Fire Protection and Detection Systems | GA812723 | HSW SPRINKLER 3/4" 68ºC K115 QUICK RESP WHITE UL | 794 | Fire Fighting & Detection | Standard Coverage, Quick Response, Sidewall Sprinklers | 3/4" | Brass | -
Komtes Group | Fire Protection and Detection Systems | GA565421 | PENDENT CONCEALED SPRINKLER 1/2" 68ºC K80 STANDARD RESP BRASS UL CE | 547 | Fire Fighting & Detection | Standard Coverage, Standard Response, Concealed Pendent Sprinklers | 1/2" | Brass | -
Komtes Group | Fire Protection and Detection Systems | GA560421 | PENDENT CONCEALED SPRINKLER 1/2" 68ºC K80 QUICK RESP BRASS UL CE | 569 | Fire Fighting & Detection | Standard Coverage, Quick Response, Concealed Pendent Sprinklers | 1/2" | Brass | -
Komtes Group | Fire Protection and Detection Systems | 35300038 | 3 STEPS ADJUSTMENT FLAT COVERPLATE GA WHITE RAL 9003 (MATTE) 57ºC P/N CGA3P300 | 368 | Fire Fighting & Detection | Concealed Sprinkler Cover Plate | - | Brass | -
Komtes Group | Fire Protection and Detection Systems | GA116121 | PENDENT CONCEALED SPRINKLER 1/2" 68ºC K80 STANDARD RESP BRASS UL/FM/CE | 828 | Fire Fighting & Detection | Standard Coverage, Standard Response, Concealed Pendent Sprinklers | 1/2" | Brass | -
Komtes Group | Fire Protection and Detection Systems | GA126121 | PENDENT CONCEALED SPRINKLER 1/2" 68ºC K80 QUICK RESP BRASS UL/FM/CE | 829 | Fire Fighting & Detection | Standard Coverage, Quick Response, Concealed Pendent Sprinklers | 1/2" | Brass | -
Komtes Group | Fire Protection and Detection Systems | GA117121 | SIDEWALL CONCEALED SPRINKLER 1/2" 68ºC K80 STANDARD RESP BRASS UL/FM/CE | 2031 | Fire Fighting & Detection | Standard Coverage, Standard Response, Concealed Sidewall Sprinklers | 1/2" | Brass | -
Komtes Group | Fire Protection and Detection Systems | GA127121 | SIDEWALL CONCEALED SPRINKLER 1/2" 68ºC K80 QUICK RESP BRASS UL/FM/CE | 2159 | Fire Fighting & Detection | Standard Coverage, Quick Response, Sidewall Pendent Sprinklers | 1/2" | Brass | -
Komtes Group | Fire Protection and Detection Systems | GA131121 | PENDENT SPRINKLER EXT CV 1/2" 68ºC K80 QUICK RESP BRASS UL/FM | 600 | Fire Fighting & Detection | Extended Coverage, Quick Response, Pendent Sprinklers | 1/2" | Brass | -
Komtes Group | Fire Protection and Detection Systems | GA131122 | PENDENT SPRINKLER EXT CV 1/2" 68ºC K80 QUICK RESP CHROME UL/FM | 644 | Fire Fighting & Detection | Extended Coverage, Quick Response, Pendent Sprinklers | 1/2" | Brass | -
Komtes Group | Fire Protection and Detection Systems | GA131123 | PENDENT SPRINKLER EXT CV 1/2" 68ºC K80 QUICK RESP WHITE UL/FM | 687 | Fire Fighting & Detection | Extended Coverage, Quick Response, Pendent Sprinklers | 1/2" | Brass | -
Komtes Group | Fire Protection and Detection Systems | GA810921 | PENDENT SPRINKLER EXT CV 3/4" 68ºC K115 QUICK RESP BRASS UL | 689 | Fire Fighting & Detection | Extended Coverage, Quick Response, Pendent Sprinklers | 3/4" | Brass | -
Komtes Group | Fire Protection and Detection Systems | GA810922 | PENDENT SPRINKLER EXT CV 3/4" 68ºC K115 QUICK RESP CHROME UL | 751 | Fire Fighting & Detection | Extended Coverage, Quick Response, Pendent Sprinklers | 3/4" | Brass | -
Komtes Group | Fire Protection and Detection Systems | GA810923 | PENDENT SPRINKLER EXT CV 3/4" 68ºC K115 QUICK RESP WHITE UL | 810 | Fire Fighting & Detection | Extended Coverage, Quick Response, Pendent Sprinklers | 3/4" | Brass | -
Komtes Group | Fire Protection and Detection Systems | GA111221 | PENDENT SPRINKLER EXT CV 3/4" 68ºC K160 QUICK RESP BRASS UL | 864 | Fire Fighting & Detection | Extended Coverage, Quick Response, Pendent Sprinklers | 3/4" | Brass | -
Komtes Group | Fire Protection and Detection Systems | GA111222 | PENDENT SPRINKLER EXT CV 3/4" 68ºC K160 QUICK RESP CHROME UL | 895 | Fire Fighting & Detection | Extended Coverage, Quick Response, Pendent Sprinklers | 3/4" | Brass | -
Komtes Group | Fire Protection and Detection Systems | GA111223 | PENDENT SPRINKLER EXT CV 3/4" 68ºC K160 QUICK RESP WHITE UL | 987 | Fire Fighting & Detection | Extended Coverage, Quick Response, Pendent Sprinklers | 3/4" | Brass | -
Komtes Group | Fire Protection and Detection Systems | GA562821 | HSW SPRINKLER EXT CV 1/2" 68ºC K80 QUICK RESP BRASS UL | 613 | Fire Fighting & Detection | Extended Coverage, Quick Response, Sidewall Sprinklers | 1/2" | Brass | -
Komtes Group | Fire Protection and Detection Systems | GA562822 | HSW SPRINKLER EXT CV 1/2" 68ºC K80 QUICK RESP CHROME UL | 662 | Fire Fighting & Detection | Extended Coverage, Quick Response, Sidewall Sprinklers | 1/2" | Brass | -
Komtes Group | Fire Protection and Detection Systems | GA562823 | HSW SPRINKLER EXT CV 1/2" 68ºC K80 QUICK RESP WHITE UL | 695 | Fire Fighting & Detection | Extended Coverage, Quick Response, Sidewall Sprinklers | 1/2" | Brass | -
Komtes Group | Fire Protection and Detection Systems | GA812921 | HSW SPRINKLER 3/4" EXT CV 68ºC K115 QUICK RESP BRASS UL | 590 | Fire Fighting & Detection | Extended Coverage, Quick Response, Sidewall Sprinklers | 3/4" | Brass | -
Komtes Group | Fire Protection and Detection Systems | GA812922 | HSW SPRINKLER 3/4" EXT CV 68ºC K115 QUICK RESP CHROME UL | 627 | Fire Fighting & Detection | Extended Coverage, Quick Response, Sidewall Sprinklers | 3/4" | Brass | -
Komtes Group | Fire Protection and Detection Systems | GA812923 | HSW SPRINKLER 3/4" EXT CV 68ºC K115 QUICK RESP WHITE UL | 667 | Fire Fighting & Detection | Extended Coverage, Quick Response, Sidewall Sprinklers | 3/4" | Brass | -
Komtes Group | Fire Protection and Detection Systems | GA136121 | PENDENT CONCEALED SPRINKLER EXTENDED COVERAGE 1/2" 68ºC K80 QUICK RESP BRASS UL | 1064 | Fire Fighting & Detection | Extended Coverage, Quick Response, Concealed Pendent Sprinklers | 1/2" | Brass | -
Komtes Group | Fire Protection and Detection Systems | 35300094 | FLAT THREADED ADJUSTMENT COVERPLATE FOR CONCEALED PENDENT MODEL CGARO304 WHITE 57ºC | 306 | Fire Fighting & Detection | Concealed Sprinkler Cover Plate | - | Brass | -
Komtes Group | Fire Protection and Detection Systems | GA810421 | PENDENT CONCEALED SPRINKLER EXT CV 3/4" 68ºC K115 QUICK RESP BRASS UL | 978 | Fire Fighting & Detection | Extended Coverage, Quick Response, Concealed Pendent Sprinklers | 3/4" | Brass | -
Komtes Group | Fire Protection and Detection Systems | GA561321 | HSW CONCEALED SPRINKLER EXT CV 1/2" 68ºC K80 QUICK RESP BRASS UL | 877 | Fire Fighting & Detection | Extended Coverage, Quick Response, Concealed Sidewall Sprinklers | 1/2" | Brass | -
Komtes Group | Fire Protection and Detection Systems | GA811321 | HSW CONCEALED SPRINKLER EXT CV 3/4" 68ºC K115 QUICK BRASS UL | 921 | Fire Fighting & Detection | Extended Coverage, Quick Response, Concealed Sidewall Sprinklers | 3/4" | Brass | -
Komtes Group | Fire Protection and Detection Systems | 35300040 | THREADED ADJUSTMENT DOME COVERPLATE FOR CONCEALED PENDENT GA SPK WH 57ºC | 440 | Fire Fighting & Detection | Concealed Sprinkler Cover Plate | - | Brass | -
Komtes Group | Fire Protection and Detection Systems | A009105 | 1 PIECE SEMI-FLAT 1/2" ESTUCHEON WHITE P/N EMB1P1540 | 94 | Fire Fighting & Detection | Fire Sprinkler Escutcheons | 1/2" | - | -
Komtes Group | Fire Protection and Detection Systems | A002316 | 1 PIECE SEMI-FLAT 1/2" ESTUCHEON CHROME P/N EMB1P1520 | 94 | Fire Fighting & Detection | Fire Sprinkler Escutcheons | 1/2" | - | -
Komtes Group | Fire Protection and Detection Systems | A009106 | 2 PIECES RECESSED 1/2" ESTUCHEON WHITE P/N EMB2P1540 | 98 | Fire Fighting & Detection | Fire Sprinkler Escutcheons | 1/2" | - | -
Komtes Group | Fire Protection and Detection Systems | A002331 | 2 PIECES RECESSED 1/2" ESTUCHEON CHROME P/N EMB2P1520 | 81 | Fire Fighting & Detection | Fire Sprinkler Escutcheons | 1/2" | - | -
Komtes Group | Fire Protection and Detection Systems | A009038 | 1 PIECE SEMI-FLAT 3/4" ESTUCHEON WHITE P/N EMB1P1540 | 94 | Fire Fighting & Detection | Fire Sprinkler Escutcheons | 3/4" | - | -
Komtes Group | Fire Protection and Detection Systems | A002317 | 1 PIECE SEMI-FLAT 3/4" ESTUCHEON CHROME P/N EMB1P1520 | 94 | Fire Fighting & Detection | Fire Sprinkler Escutcheons | 3/4" | - | -
Komtes Group | Fire Protection and Detection Systems | A009039 | 2 PIECES RECESSED 3/4" ESTUCHEON WHITE P/N EMB2P1540 | 98 | Fire Fighting & Detection | Fire Sprinkler Escutcheons | 3/4" | - | -
Komtes Group | Fire Protection and Detection Systems | A002334 | 2 PIECES RECESSED 3/4" ESTUCHEON CHROME P/N EMB2P1520 | 81 | Fire Fighting & Detection | Fire Sprinkler Escutcheons | 3/4" | - | -
Komtes Group | Fire Protection and Detection Systems | A006060 | ZINC PLATED WATER SHIELD FOR INTERMEDIATE LEVEL PENDENT 1/2" SPK | 64 | Fire Fighting & Detection | Fire Sprinkler Water Shields | 1/2" | - | -
Komtes Group | Fire Protection and Detection Systems | A002489 | ZINC PLATED WATER SHIELD FOR INTERMEDIATE LEVEL PENDENT 3/4" SPK | 64 | Fire Fighting & Detection | Fire Sprinkler Water Shields | 3/4" | - | -
Komtes Group | Fire Protection and Detection Systems | A004529 | 1 PIECE CHROME PLATED SPRINKLER GUARD | 150 | Fire Fighting & Detection | Sprinkler Guards and Water Shields | - | - | -
Komtes Group | Fire Protection and Detection Systems | A004531 | 1 PIECE CHROME SPRINKLER GUARD WITH WATER SHIELD FOR UPRIGHT IN-RACK SPR | 207 | Fire Fighting & Detection | Sprinkler Guards and Water Shields | - | - | -
Komtes Group | Fire Protection and Detection Systems | A001322 | FLEXIBLE CONNECTOR 700mm 1/2" - UL | 935 | Fire Fighting & Detection | Sprinkler Flexible Connectors | 1/2" | Stainless Steel | -
Komtes Group | Fire Protection and Detection Systems | A001309 | FLEXIBLE CONNECTOR 1.000mm 1/2" - UL | 1045 | Fire Fighting & Detection | Sprinkler Flexible Connectors | 1/2" | Stainless Steel | -
Komtes Group | Fire Protection and Detection Systems | A001311 | FLEXIBLE CONNECTOR 1.200mm 1/2" - UL | 1098 | Fire Fighting & Detection | Sprinkler Flexible Connectors | 1/2" | Stainless Steel | -
Komtes Group | Fire Protection and Detection Systems | A001313 | FLEXIBLE CONNECTOR 1.500mm 1/2" - UL | 1200 | Fire Fighting & Detection | Sprinkler Flexible Connectors | 1/2" | Stainless Steel | -
Komtes Group | Fire Protection and Detection Systems | A001327 | LONG SIDE BRACKET FOR FLEXIBLE CONNECTOR MODEL SBA105 | 130 | Fire Fighting & Detection | Sprinkler Flexible Connectors | - | - | -
Komtes Group | Fire Protection and Detection Systems | A006170 | 3/4" REDUCER OUTLET | 175 | Fire Fighting & Detection | Reducers | - | - | -
Komtes Group | Fire Protection and Detection Systems | A005290 | FULLY ASEEMBLED WET ALARM FLANGED/FLANGED 3" VERTICAL VARIABLE RETARD UP UL/FM 175psi H2 | 57370 | Fire Fighting & Detection | Wet Alarm Check Valve | 3" | Ductile Iron | -
Komtes Group | Fire Protection and Detection Systems | A005094 | FULLY ASEEMBLED WET ALARM FLANGED/FLANGED 4" VERTICAL VARIABLE RETARD UP UL/FM 175psi H2 | 66737 | Fire Fighting & Detection | Wet Alarm Check Valve | 4" | Ductile Iron | -
Komtes Group | Fire Protection and Detection Systems | A005146 | FULLY ASEEMBLED WET ALARM FLANGED/FLANGED 6" VERTICAL VARIABLE RETARD UP UL/FM 175psi H2 | 73176 | Fire Fighting & Detection | Wet Alarm Check Valve | 6" | Ductile Iron | -
Komtes Group | Fire Protection and Detection Systems | A005263 | FULLY ASEEMBLED WET ALARM FLANGED/FLANGED 8" VERTICAL VARIABLE RETARD UP UL/FM 175psi H2 | 86055 | Fire Fighting & Detection | Wet Alarm Check Valve | 8" | Ductile Iron | -
Komtes Group | Fire Protection and Detection Systems | A005292 | FULLY ASEEMBLED WET ALARM GROOVE/GROOVE 3" VERTICAL VARIABLE RETARD UP UL/FM 175psi H2 | 57370 | Fire Fighting & Detection | Wet Alarm Check Valve | 3" | Ductile Iron | -
Komtes Group | Fire Protection and Detection Systems | A005113 | FULLY ASEEMBLED WET ALARM GROOVE/GROOVE 4" VERTICAL VARIABLE RETARD UP UL/FM 175psi H2 | 66737 | Fire Fighting & Detection | Wet Alarm Check Valve | 4" | Ductile Iron | -
Komtes Group | Fire Protection and Detection Systems | A005158 | FULLY ASEEMBLED WET ALARM GROOVE/GROOVE 6" VERTICAL VARIABLE RETARD UP UL/FM 175psi H2 | 73176 | Fire Fighting & Detection | Wet Alarm Check Valve | 6" | Ductile Iron | -
Komtes Group | Fire Protection and Detection Systems | A005267 | FULLY ASEEMBLED WET ALARM GROOVE/GROOVE 8" VERTICAL VARIABLE RETARD UP UL/FM 175psi H2 | 86055 | Fire Fighting & Detection | Wet Alarm Check Valve | 8" | Ductile Iron | -
Komtes Group | Fire Protection and Detection Systems | A005294 | FULLY ASEEMBLED WET ALARM FLANGED/GROOVE 3" VERTICAL VARIABLE RETARD UP UL/FM 175psi H2 | 57370 | Fire Fighting & Detection | Wet Alarm Check Valve | 3" | Ductile Iron | -
Komtes Group | Fire Protection and Detection Systems | A005121 | FULLY ASEEMBLED WET ALARM FLANGED/GROOVE 4" VERTICAL VARIABLE RETARD UP UL/FM 175psi H2 | 66737 | Fire Fighting & Detection | Wet Alarm Check Valve | 4" | Ductile Iron | -
Komtes Group | Fire Protection and Detection Systems | A005151 | FULLY ASEEMBLED WET ALARM FLANGED/GROOVE 6" VERTICAL VARIABLE RETARD UP UL/FM 175psi H2 | 73176 | Fire Fighting & Detection | Wet Alarm Check Valve | 6" | Ductile Iron | -
Komtes Group | Fire Protection and Detection Systems | A005262 | FULLY ASEEMBLED WET ALARM FLANGED/GROOVE 8" VERTICAL VARIABLE RETARD UP UL/FM 175psi H2 | 86055 | Fire Fighting & Detection | Wet Alarm Check Valve | 8" | Ductile Iron | -
Komtes Group | Fire Protection and Detection Systems | A005949 | WATER MOTOR + GONG UL/FM | 15433 | Fire Fighting & Detection | Water Motor & Gong | - | - | -
Komtes Group | Fire Protection and Detection Systems | 35400110 | FULLY ASSEMBLED RISER CHECK 2" + VALVE 2" | 22747 | Fire Fighting & Detection | Grooved Riser Check Valve With Trim | 2" | Ductile Iron | -
Komtes Group | Fire Protection and Detection Systems | 35400111 | FULLY ASSEMBLED RISER CHECK 2,5" + VALVE 2,5" | 24429 | Fire Fighting & Detection | Grooved Riser Check Valve With Trim | 2,5" | Ductile Iron | -
Komtes Group | Fire Protection and Detection Systems | 35400112 | FULLY ASSEMBLED RISER CHECK 3" + VALVE 3" | 25330 | Fire Fighting & Detection | Grooved Riser Check Valve With Trim | 3" | Ductile Iron | -
Komtes Group | Fire Protection and Detection Systems | 35400113 | FULLY ASSEMBLED RISER CHECK 4" + VALVE 4" | 27823 | Fire Fighting & Detection | Grooved Riser Check Valve With Trim | 4" | Ductile Iron | -
Komtes Group | Fire Protection and Detection Systems | 35400114 | FULLY ASSEMBLED RISER CHECK 6" + VALVE 6" | 44942 | Fire Fighting & Detection | Grooved Riser Check Valve With Trim | 6" | Ductile Iron | -
Komtes Group | Fire Protection and Detection Systems | 35400115 | FULLY ASSEMBLED RISER CHECK 8" + VALVE 8" | 70803 | Fire Fighting & Detection | Grooved Riser Check Valve With Trim | 8" | Ductile Iron | -
Komtes Group | Fire Protection and Detection Systems | A005928 | TEST & DRAIN VALVE THREADED 1" K80 FM&UL A61 | 12484 | Fire Fighting & Detection | Test & Drain Valve | 1" | Brass | -
Komtes Group | Fire Protection and Detection Systems | A005929 | TEST & DRAIN VALVE THREADED 1" K115 (8.0) FM&UL A61 | 12484 | Fire Fighting & Detection | Test & Drain Valve | 1" | Brass | -
Komtes Group | Fire Protection and Detection Systems | A005933 | TEST & DRAIN VALVE THREADED 1.25" K80 FM&UL A61 | 13595 | Fire Fighting & Detection | Test & Drain Valve | 1.25" | Brass | -
Komtes Group | Fire Protection and Detection Systems | A005926 | TEST & DRAIN VALVE THREADED 1.25" K115 FM&UL A61 | 13595 | Fire Fighting & Detection | Test & Drain Valve | 1.25" | Brass | -
Komtes Group | Fire Protection and Detection Systems | A005934 | TEST & DRAIN VALVE THREADED 1.25" K160 FM&UL A61 | 13595 | Fire Fighting & Detection | Test & Drain Valve | 1.25" | Brass | -
Komtes Group | Fire Protection and Detection Systems | A008614 | TEST & DRAIN VALVE THREADED 1.25" K200 FM&UL A61 | 13595 | Fire Fighting & Detection | Test & Drain Valve | 1.25" | Brass | -
Komtes Group | Fire Protection and Detection Systems | A005940 | TEST & DRAIN VALVE THREADED 2" K80 FM&UL A61 | 19160 | Fire Fighting & Detection | Test & Drain Valve | 2" | Brass | -
Komtes Group | Fire Protection and Detection Systems | A005941 | TEST & DRAIN VALVE THREADED 2" K115 FM&UL A61 | 19160 | Fire Fighting & Detection | Test & Drain Valve | 2" | Brass | -
Komtes Group | Fire Protection and Detection Systems | A005942 | TEST & DRAIN VALVE THREADED 2" K160 FM&UL A61 | 19160 | Fire Fighting & Detection | Test & Drain Valve | 2" | Brass | -
Komtes Group | Fire Protection and Detection Systems | A005943 | TEST & DRAIN VALVE THREADED 2" K200 FM&UL A61 | 19160 | Fire Fighting & Detection | Test & Drain Valve | 2" | Brass | -
Komtes Group | Fire Protection and Detection Systems | A008616 | TEST & DRAIN VALVE THREADED 2" K245 FM&UL A61 | 19160 | Fire Fighting & Detection | Test & Drain Valve | 2" | Brass | -
Komtes Group | Fire Protection and Detection Systems | A006548 | TEST & DRAIN VALVE THREADED 2" K320 FM&UL A61 | 19160 | Fire Fighting & Detection | Test & Drain Valve | 2" | Brass | -
Komtes Group | Fire Protection and Detection Systems | A006549 | TEST & DRAIN VALVE THREADED 2" K360 FM&UL A61 | 19160 | Fire Fighting & Detection | Test & Drain Valve | 2" | Brass | -
Komtes Group | Fire Protection and Detection Systems | A004562 | WATER/AIR GAUGE 3.5" DIA. 1/4"ABS, 0-300 PSI/KPA UL/FM | 1889 | Fire Fighting & Detection | Bourdon Tube Pressure Gauges - Dry | 3.5" | - | -
Komtes Group | Fire Protection and Detection Systems | 35900209 | BUTTERFLY VALVE 2" WAFER UL/FM 300psi VMW-300-S | 9015 | Fire Fighting & Detection | Wafer Type Butterfly Valve | 2" | Ductile Iron | -
Komtes Group | Fire Protection and Detection Systems | 35900210 | BUTTERFLY VALVE 2,5" WAFER UL/FM 300psi VMW-300-S | 9366 | Fire Fighting & Detection | Wafer Type Butterfly Valve | 2,5" | Ductile Iron | -
Komtes Group | Fire Protection and Detection Systems | 35900211 | BUTTERFLY VALVE 3" WAFER UL/FM 300psi VMW-300-S | 9834 | Fire Fighting & Detection | Wafer Type Butterfly Valve | 3" | Ductile Iron | -
Komtes Group | Fire Protection and Detection Systems | 35900212 | BUTTERFLY VALVE 4" WAFER UL/FM 300psi VMW-300-S | 11239 | Fire Fighting & Detection | Wafer Type Butterfly Valve | 4" | Ductile Iron | -
Komtes Group | Fire Protection and Detection Systems | 35900213 | BUTTERFLY VALVE 6" WAFER UL/FM 300psi VMW-300-S | 13581 | Fire Fighting & Detection | Wafer Type Butterfly Valve | 6" | Ductile Iron | -
Komtes Group | Fire Protection and Detection Systems | 35900214 | BUTTERFLY VALVE 8" WAFER UL/FM 300psi VMW-300-S | 22362 | Fire Fighting & Detection | Wafer Type Butterfly Valve | 8" | Ductile Iron | -
Komtes Group | Fire Protection and Detection Systems | 35900215 | BUTTERFLY VALVE 10" WAFER UL/FM 300psi VMW-300-S | 24821 | Fire Fighting & Detection | Wafer Type Butterfly Valve | 10" | Ductile Iron | -
Komtes Group | Fire Protection and Detection Systems | 35900216 | BUTTERFLY VALVE 12" WAFER UL/FM 300psi VMW-300-S | 32548 | Fire Fighting & Detection | Wafer Type Butterfly Valve | 12" | Ductile Iron | -
Komtes Group | Fire Protection and Detection Systems | 35900200 | BUTTERFLY VALVE 2" GROOVED UL/FM 300psi VMG-300-S | 9015 | Fire Fighting & Detection | Grooved Butterfly Valve | 2" | Ductile Iron | -
Komtes Group | Fire Protection and Detection Systems | 35900201 | BUTTERFLY VALVE 2,5"(76mm) GROOVED UL/FM 300psi VMG-300-S | 9717 | Fire Fighting & Detection | Grooved Butterfly Valve | 2,5" | Ductile Iron | -
Komtes Group | Fire Protection and Detection Systems | 35900202 | BUTTERFLY VALVE 2,5"(73mm) GROOVED UL/FM 300psi VMG-300-S | 9717 | Fire Fighting & Detection | Grooved Butterfly Valve | 2,5" | Ductile Iron | -
Komtes Group | Fire Protection and Detection Systems | 35900203 | BUTTERFLY VALVE 3" GROOVED UL/FM 300psi VMG-300-S | 10069 | Fire Fighting & Detection | Grooved Butterfly Valve | 3" | Ductile Iron | -
Komtes Group | Fire Protection and Detection Systems | 35900204 | BUTTERFLY VALVE 4" GROOVED UL/FM 300psi VMG-300-S | 11357 | Fire Fighting & Detection | Grooved Butterfly Valve | 4" | Ductile Iron | -
Komtes Group | Fire Protection and Detection Systems | 35900205 | BUTTERFLY VALVE 6"(168mm) GROOVED UL/FM 300psi VMG-300-S | 15689 | Fire Fighting & Detection | Grooved Butterfly Valve | 6" | Ductile Iron | -
Komtes Group | Fire Protection and Detection Systems | 35900206 | BUTTERFLY VALVE 8" GROOVED UL/FM 300psi VMG-300-S | 26460 | Fire Fighting & Detection | Grooved Butterfly Valve | 8" | Ductile Iron | -
Komtes Group | Fire Protection and Detection Systems | 35900207 | BUTTERFLY VALVE 10" GROOVED UL/FM 300psi VMG-300-S | 33953 | Fire Fighting & Detection | Grooved Butterfly Valve | 10" | Ductile Iron | -
Komtes Group | Fire Protection and Detection Systems | 35900208 | BUTTERFLY VALVE 12" GROOVED UL/FM 300psi VMG-300-S | 42383 | Fire Fighting & Detection | Grooved Butterfly Valve | 12" | Ductile Iron | -
Komtes Group | Fire Protection and Detection Systems | 35900104 | OS&Y FLANGED GATE VALVE ANSI 2" FM&UL CE 232psi VCOSY232 | 10654 | Fire Fighting & Detection | Gate Valve - OS&Y | 2" | Ductile Iron | -
Komtes Group | Fire Protection and Detection Systems | 35900107 | OS&Y FLANGED GATE VALVE ANSI 2,5" FM&UL CE 232psi VCOSY232 | 11942 | Fire Fighting & Detection | Gate Valve - OS&Y | 2,5" | Ductile Iron | -
Komtes Group | Fire Protection and Detection Systems | 35900110 | OS&Y FLANGED GATE VALVE ANSI 3" FM&UL CE 232psi VCOSY232 | 12879 | Fire Fighting & Detection | Gate Valve - OS&Y | 3" | Ductile Iron | -
Komtes Group | Fire Protection and Detection Systems | 35900113 | OS&Y FLANGED GATE VALVE ANSI 4" FM&UL CE 232psi VCOSY232 | 15080 | Fire Fighting & Detection | Gate Valve - OS&Y | 4" | Ductile Iron | -
Komtes Group | Fire Protection and Detection Systems | 35900115 | OS&Y FLANGED GATE VALVE ANSI 6" FM&UL CE 232psi VCOSY232 | 29395 | Fire Fighting & Detection | Gate Valve - OS&Y | 6" | Ductile Iron | -
Komtes Group | Fire Protection and Detection Systems | 35900118 | OS&Y FLANGED GATE VALVE ANSI 8" FM&UL CE 232psi VCOSY232 | 41096 | Fire Fighting & Detection | Gate Valve - OS&Y | 8" | Ductile Iron | -
Komtes Group | Fire Protection and Detection Systems | 35900121 | OS&Y FLANGED GATE VALVE ANSI 10" FM&UL CE 232psi VCOSY232 | 80904 | Fire Fighting & Detection | Gate Valve - OS&Y | 10" | Ductile Iron | - | BLACK CASE PRESSURE GAUGE WITH BEZEL + Adjustable Pointer, 0 to 16 bar/psi, 100 mm Ø Dial, 1/2" NPT, BTM, IP 43, Dry | 940 | HVAC & Plumbing | Bourdon Tube Pressure Gauges - Dry | 1/2" NPT | - | -
Komtes Group | Fire Protection and Detection Systems | 35900125 | OS&Y FLANGED GATE VALVE ANSI 12" FM&UL CE 300psi VCOSY232 (12" ANSI only 300psi) | 191957 | Fire Fighting & Detection | Gate Valve - OS&Y | 12" | Ductile Iron | - | BLACK CASE PRESSURE GAUGE WITH BEZEL + Adjustable Pointer, 0 to 16 bar/psi, 100 mm Ø Dial, 1/2" BSP, BTM, IP 43, Dry | 940 | HVAC & Plumbing | Bourdon Tube Pressure Gauges - Dry | 1/2" BSP | - | -
Komtes Group | Fire Protection and Detection Systems | 35900288 | OS&Y FLANGED GATE VALVE ANSI 14" FM&UL CE 232psi VCOSY232 | 196698 | Fire Fighting & Detection | Gate Valve - OS&Y | 14" | Ductile Iron | - | SS FILLABLE PRESSURE GAUGE, 0 to 25 bar/psi, 100 mm Ø Dial, 1/2" NPT, BTM, IP 65, Glycerine Filled | 1630 | HVAC & Plumbing | Bourdon Tube Pressure Gauges - Fillable | 1/2" NPT | - | -
Komtes Group | Fire Protection and Detection Systems | 35900147 | NRS GATE VALVES ANSI FLANGED. HANDWHEEL OPERATED. WITH POSITION INDICATOR 2" FM/UL/CE 232psi | 10537 | Fire Fighting & Detection | Gate Valve - NRS | 2" | Ductile Iron | - | SS FILLABLE PRESSURE GAUGE, 0 to 25 bar/psi, 100 mm Ø Dial, 1/2" BSP, BTM, IP 65, Glycerine Filled | 1630 | HVAC & Plumbing | Bourdon Tube Pressure Gauges - Fillable | 1/2" BSP | - | -
Komtes Group | Fire Protection and Detection Systems | 35900148 | NRS GATE VALVES ANSI FLANGED. HANDWHEEL OPERATED. WITH POSITION INDICATOR 2,5" FM/UL/CE 232psi | 11357 | Fire Fighting & Detection | Gate Valve - NRS | 2,5" | Ductile Iron | - | PP CASE STRAIGHT V-LINE THERMOMETERS, -30 to +50°C&F, 150 mm Case, 63 mm Pocket, 1/2" BSP, BTM, -, Blue Spirit Filing | 1282 | HVAC & Plumbing | Liquid-In-Glass Thermometers | 1/2" BSP | - | -
Komtes Group | Fire Protection and Detection Systems | 35900149 | NRS GATE VALVES ANSI FLANGED. HANDWHEEL OPERATED. WITH POSITION INDICATOR 3" FM/UL/CE 232psi | 12996 | Fire Fighting & Detection | Gate Valve - NRS | 3" | Ductile Iron | - | Al CASE STRAIGHT V-LINE THERMOMETERS, -30 to +50°C&F, 150 mm Case, 63 mm Pocket, 1/2" BSP, BTM, -, Blue Spirit Filing | 1289 | HVAC & Plumbing | Liquid-In-Glass Thermometers | 1/2" BSP | - | -
Komtes Group | Fire Protection and Detection Systems | 35900150 | NRS GATE VALVES ANSI FLANGED. HANDWHEEL OPERATED. WITH POSITION INDICATOR 4" FM/UL/CE 232psi | 16274 | Fire Fighting & Detection | Gate Valve - NRS | 4" | Ductile Iron | - | Black Steel Bimetal Thermometers with Bezel, -20 to +60°C&F, 100 mm Ø Dial, 50 mm Pocket, 1/2" NPT, BTM, IP 54, Dry | 1263 | HVAC & Plumbing | Bimetal Thermometers | 1/2" NPT | - | -
Komtes Group | Fire Protection and Detection Systems | 35900162 | NRS GATE VALVES ANSI FLANGED. HANDWHEEL OPERATED. WITH POSITION INDICATOR 6" FM/UL/CE 232psi | 29153 | Fire Fighting & Detection | Gate Valve - NRS | 6" | Ductile Iron | - | Black Steel Bimetal Thermometers with Bezel, -20 to +60°C&F, 100 mm Ø Dial, 50 mm Pocket, 1/2" BSP, BTM, IP 54, Dry | 1263 | HVAC & Plumbing | Bimetal Thermometers | 1/2" BSP | - | -
Komtes Group | Fire Protection and Detection Systems | 35900151 | NRS GATE VALVES ANSI FLANGED. HANDWHEEL OPERATED. WITH POSITION INDICATOR 8" FM/UL/CE 232psi | 37466 | Fire Fighting & Detection | Gate Valve - NRS | 8" | Ductile Iron | - | Black Steel Bimetal Thermometers with Bezel, -20 to +60°C&F, 100 mm Ø Dial, 100 mm Pocket, 1/2" BSP, BCK, IP 54, Dry | 1398 | HVAC & Plumbing | Bimetal Thermometers | 1/2" BSP | - | -
Komtes Group | Fire Protection and Detection Systems | 35900152 | NRS GATE VALVES ANSI FLANGED. HANDWHEEL OPERATED. WITH POSITION INDICATOR 10" FM/UL/CE 232psi | 65097 | Fire Fighting & Detection | Gate Valve - NRS | 10" | Ductile Iron | - | 5” INDUSTRIAL LIQUID-IN-GLASS THERMOMETERS, -40 to 110°F&C, 167 mm Case, 45 mm Pocket, 1/2" NPT, BTM, IP 55, Blue Spirit Filing | 1093 | HVAC & Plumbing | Liquid-In-Glass Thermometers | 1/2" NPT | - | -
Komtes Group | Fire Protection and Detection Systems | A006237 | NRS GATE VALVES PN16 FLANGED. HANDWHEEL OPERATED. WITH POSITION INDICATOR 12" FM/UL/CE 232psi | 99051 | Fire Fighting & Detection | Gate Valve - NRS | 12" | Ductile Iron | - | 5” INDUSTRIAL LIQUID-IN-GLASS THERMOMETERS, 20 to 180°F&C, 168 mm Case, 45 mm Pocket, 1/2" NPT, BTM, IP 56, Blue Spirit Filing | 1093 | HVAC & Plumbing | Liquid-In-Glass Thermometers | 1/2" NPT | - | -
Komtes Group | Fire Protection and Detection Systems | 35900127 | NRS GATE VALVES ANSI FLANGED FOR INDICATOR POST 4" FM/UL/CE 232psi | 20840 | Fire Fighting & Detection | Gate Valve For Indicator Post | 4" | Ductile Iron | - | 5” INDUSTRIAL LIQUID-IN-GLASS THERMOMETERS, 30 to 240°F&C, 169 mm Case, 45 mm Pocket, 1/2" NPT, BTM, IP 57, Blue Spirit Filing | 1093 | HVAC & Plumbing | Liquid-In-Glass Thermometers | 1/2" NPT | - | -
Komtes Group | Fire Protection and Detection Systems | 35900129 | NRS GATE VALVES ANSI FLANGED FOR INDICATOR POST 6" FM/UL/CE 232psi | 33368 | Fire Fighting & Detection | Gate Valve For Indicator Post | 6" | Ductile Iron | - | 5” INDUSTRIAL LIQUID-IN-GLASS THERMOMETERS, 30 to 300°F&C, 170 mm Case, 45 mm Pocket, 1/2" NPT, BTM, IP 58, Blue Spirit Filing | 1093 | HVAC & Plumbing | Liquid-In-Glass Thermometers | 1/2" NPT | - | -
Komtes Group | Fire Protection and Detection Systems | 35900133 | NRS GATE VALVES ANSI FLANGED FOR INDICATOR POST 8" FM/UL/CE 232psi | 44257 | Fire Fighting & Detection | Gate Valve For Indicator Post | 8" | Ductile Iron | - | 5” INDUSTRIAL LIQUID-IN-GLASS THERMOMETERS, -40 to 110°F&C, 171 mm Case, 45 mm Pocket, 1/2" NPT, BCK, IP 59, Blue Spirit Filing | 1093 | HVAC & Plumbing | Liquid-In-Glass Thermometers | 1/2" NPT | - | -
Komtes Group | Fire Protection and Detection Systems | 35900136 | NRS GATE VALVES ANSI FLANGED FOR INDICATOR POST 10" FM/UL/CE 232psi | 71771 | Fire Fighting & Detection | Gate Valve For Indicator Post | 10" | Ductile Iron | - | 5” INDUSTRIAL LIQUID-IN-GLASS THERMOMETERS, 20 to 180°F&C, 172 mm Case, 45 mm Pocket, 1/2" NPT, BCK, IP 60, Blue Spirit Filing | 1093 | HVAC & Plumbing | Liquid-In-Glass Thermometers | 1/2" NPT | - | -
Komtes Group | Fire Protection and Detection Systems | 35900010 | NRS GATE VALVES ANSI FLANGED FOR INDICATOR POST 12" FM/UL/CE 300psi (12" ANSI only 300psi) | 138038 | Fire Fighting & Detection | Gate Valve For Indicator Post | 12" | Ductile Iron | - | 5” INDUSTRIAL LIQUID-IN-GLASS THERMOMETERS, 30 to 240°F&C, 173 mm Case, 45 mm Pocket, 1/2" NPT, BCK, IP 61, Blue Spirit Filing | 1093 | HVAC & Plumbing | Liquid-In-Glass Thermometers | 1/2" NPT | - | -
Komtes Group | Fire Protection and Detection Systems | 35900141 | MODEL PIP HORIZONTAL INDICATOR POST FM&UL FOR GATE VALVES | 26577 | Fire Fighting & Detection | Horizontal Post Indicator | - | Ductile Iron | - | 5” INDUSTRIAL LIQUID-IN-GLASS THERMOMETERS, 30 to 300°F&C, 174 mm Case, 45 mm Pocket, 1/2" NPT, BCK, IP 62, Blue Spirit Filing | 1093 | HVAC & Plumbing | Liquid-In-Glass Thermometers | 1/2" NPT | - | -
Komtes Group | Fire Protection and Detection Systems | 35900142 | MODEL PIV VERTICAL INDICATOR POST FM&UL FOR GATE VALVES | 53623 | Fire Fighting & Detection | Vertical Post Indicator | - | Ductile Iron | - | BRASS GAUGE COCKS, Standard, 3/8” BSP F & F | 490 | HVAC & Plumbing | Pressure Gauge Cocks | 3/8” BSP | Brass | -
Komtes Group | Fire Protection and Detection Systems | A006664 | CHECK VALVE GROOVED 2" FM&UL 300psi VR-300-G | 6463 | Fire Fighting & Detection | Grooved Swing Check Valve | 2" | Ductile Iron | - | BRASS GAUGE COCKS, Standard, 1/2” BSP F & F | 704 | HVAC & Plumbing | Pressure Gauge Cocks | 1/2” BSP | Brass | -
Komtes Group | Fire Protection and Detection Systems | A006665 | CHECK VALVE GROOVED 2,5" FM&UL 300psi VR-300-G | 6600 | Fire Fighting & Detection | Grooved Swing Check Valve | 2,5" | Ductile Iron | - | BRASS GAUGE COCKS, Standard, 1/4” BSP F & F | 524 | HVAC & Plumbing | Pressure Gauge Cocks | 1/4” BSP | Brass | -
Komtes Group | Fire Protection and Detection Systems | A006666 | CHECK VALVE GROOVED 3" FM&UL 300psi VR-300-G | 7562 | Fire Fighting & Detection | Grooved Swing Check Valve | 3" | Ductile Iron | - | BRASS GAUGE COCKS, Standard, 1/4” BSP M & F | 524 | HVAC & Plumbing | Pressure Gauge Cocks | 1/4” BSP | Brass | -
Komtes Group | Fire Protection and Detection Systems | A006658 | CHECK VALVE GROOVED 4" FM&UL 300psi VR-300-G | 8598 | Fire Fighting & Detection | Grooved Swing Check Valve | 4" | Ductile Iron | - | BRASS GAUGE COCKS, Standard, 3/8” BSP M & F | 490 | HVAC & Plumbing | Pressure Gauge Cocks | 3/8” BSP | Brass | -
Komtes Group | Fire Protection and Detection Systems | A008646 | CHECK VALVE GROOVED 6" (168) FM&UL 300psi VR-300-G | 16557 | Fire Fighting & Detection | Grooved Swing Check Valve | 6" | Ductile Iron | - | BRASS GAUGE COCKS, Standard, 1/2” BSP M & F | 704 | HVAC & Plumbing | Pressure Gauge Cocks | 1/2” BSP | Brass | -
Komtes Group | Fire Protection and Detection Systems | A006667 | CHECK VALVE GROOVED 8" FM&UL 300psi VR-300-G | 24127 | Fire Fighting & Detection | Grooved Swing Check Valve | 8" | Ductile Iron | - | BRASS GAUGE COCKS, With Vent hole, 3/8” BSP F & F | 510 | HVAC & Plumbing | Pressure Gauge Cocks | 3/8” BSP | Brass | -
Komtes Group | Fire Protection and Detection Systems | A006660 | CHECK VALVE GROOVED 10" FM&UL 300psi VR-300-G | 49641 | Fire Fighting & Detection | Grooved Swing Check Valve | 10" | Ductile Iron | - | BRASS GAUGE COCKS, With Vent hole, 1/2” BSP F & F | 732 | HVAC & Plumbing | Pressure Gauge Cocks | 1/2” BSP | Brass | -
Komtes Group | Fire Protection and Detection Systems | A008552 | CHECK VALVE GROOVED 12" FM&UL 300psi VR-300-G | 70955 | Fire Fighting & Detection | Grooved Swing Check Valve | 12" | Ductile Iron | - | BRASS GAUGE COCKS, With Vent hole, 1/4” BSP F & F | 547 | HVAC & Plumbing | Pressure Gauge Cocks | 1/4” BSP | Brass | -
Komtes Group | Fire Protection and Detection Systems | A005774 | CHECK VALVE WAFER 2" CE PN16 | 2113 | Fire Fighting & Detection | Double Door Wafer Check Valve | 2" | Ductile Iron | - | BRASS GAUGE COCKS, With Vent hole, 1/4” BSP M & F | 547 | HVAC & Plumbing | Pressure Gauge Cocks | 1/4” BSP | Brass | -
Komtes Group | Fire Protection and Detection Systems | A005778 | CHECK VALVE WAFER 2,5" CE PN16 | 2600 | Fire Fighting & Detection | Double Door Wafer Check Valve | 2,5" | Ductile Iron | - | BRASS GAUGE COCKS, With Vent hole, 3/8” BSP M & F | 510 | HVAC & Plumbing | Pressure Gauge Cocks | 3/8” BSP | Brass | -
Komtes Group | Fire Protection and Detection Systems | A005786 | CHECK VALVE WAFER 3" CE PN16 | 3249 | Fire Fighting & Detection | Double Door Wafer Check Valve | 3" | Ductile Iron | - | BRASS GAUGE COCKS, With Vent hole, 1/2” BSP M & F | 732 | HVAC & Plumbing | Pressure Gauge Cocks | 1/2” BSP | Brass | -
Komtes Group | Fire Protection and Detection Systems | A005710 | CHECK VALVE WAFER 4" CE PN16 | 4388 | Fire Fighting & Detection | Double Door Wafer Check Valve | 4" | Ductile Iron | - | BRASS GAUGE COCKS, Standard, 3/8” NPT F & F | 490 | HVAC & Plumbing | Pressure Gauge Cocks | 3/8” NPT | Brass | -
Komtes Group | Fire Protection and Detection Systems | A005720 | CHECK VALVE WAFER 6" CE PN16 | 7638 | Fire Fighting & Detection | Double Door Wafer Check Valve | 6" | Ductile Iron | - | BRASS GAUGE COCKS, Standard, 1/2” NPT F & F | 704 | HVAC & Plumbing | Pressure Gauge Cocks | 1/2” NPT | Brass | -
Komtes Group | Fire Protection and Detection Systems | A005730 | CHECK VALVE WAFER 8" CE PN16 | 10589 | Fire Fighting & Detection | Double Door Wafer Check Valve | 8" | Ductile Iron | - | BRASS GAUGE COCKS, Standard, 1/4” NPT F & F | 524 | HVAC & Plumbing | Pressure Gauge Cocks | 1/4” NPT | Brass | -
Komtes Group | Fire Protection and Detection Systems | A005739 | CHECK VALVE WAFER 10" CE PN16 | 16500 | Fire Fighting & Detection | Double Door Wafer Check Valve | 10" | Ductile Iron | - | BRASS GAUGE COCKS, Standard, 1/4” NPT M & F | 524 | HVAC & Plumbing | Pressure Gauge Cocks | 1/4” NPT | Brass | -
Komtes Group | Fire Protection and Detection Systems | A005740 | CHECK VALVE WAFER 12" CE PN16 | 23514 | Fire Fighting & Detection | Double Door Wafer Check Valve | 12" | Ductile Iron | - | BRASS GAUGE COCKS, Standard, 3/8” NPT M & F | 490 | HVAC & Plumbing | Pressure Gauge Cocks | 3/8” NPT | Brass | -
Plasma-cleanair | Commercial Kitchen Ecology Systems | ESP-AG-3500-R/L | ESP AG 3500 | 281599 | Ecology Systems | Electrostatic Precipitators | - | - | - | BRASS GAUGE COCKS, Standard, 1/2” NPT M & F | 704 | HVAC & Plumbing | Pressure Gauge Cocks | 1/2” NPT | Brass | -
Plasma-cleanair | Commercial Kitchen Ecology Systems | ESP-AG-7000-R/L | ESP AG 7000 | 408197 | Ecology Systems | Electrostatic Precipitators | - | - | - | BRASS GAUGE COCKS, With Vent hole, 3/8” NPT F & F | 510 | HVAC & Plumbing | Pressure Gauge Cocks | 3/8” NPT | Brass | -
Plasma-cleanair | Commercial Kitchen Ecology Systems | ESP-AG-10500-R/L | ESP AG 10500 | 538518 | Ecology Systems | Electrostatic Precipitators | - | - | - | BRASS GAUGE COCKS, With Vent hole, 1/2” NPT F & F | 732 | HVAC & Plumbing | Pressure Gauge Cocks | 1/2” NPT | Brass | -
Plasma-cleanair | Commercial Kitchen Ecology Systems | ESP1-WEATH-COV | ESP Weatherproof Cover - 1No Unit | 34631 | Ecology Systems | ESP Spare Parts & Accessories | - | - | - | BRASS GAUGE COCKS, With Vent hole, 1/4” NPT F & F | 547 | HVAC & Plumbing | Pressure Gauge Cocks | 1/4” NPT | Brass | -
Plasma-cleanair | Commercial Kitchen Ecology Systems | ESP2-WEATH-COV | ESP Weatherproof Cover - 2No Units stacked | 40928 | Ecology Systems | ESP Spare Parts & Accessories | - | - | - | BRASS GAUGE COCKS, With Vent hole, 1/4” NPT M & F | 547 | HVAC & Plumbing | Pressure Gauge Cocks | 1/4” NPT | Brass | -
Plasma-cleanair | Commercial Kitchen Ecology Systems | MP-ESP-CELL | Combined Electrostatic Cell (EACH) | 155912 | Ecology Systems | ESP Spare Parts & Accessories | - | - | - | BRASS GAUGE COCKS, With Vent hole, 3/8” NPT M & F | 510 | HVAC & Plumbing | Pressure Gauge Cocks | 3/8” NPT | Brass | -
Plasma-cleanair | Commercial Kitchen Ecology Systems | MP-ESP-PF | ESP pre-filter (EACH) | 6671 | Ecology Systems | ESP Spare Parts & Accessories | - | - | - | BRASS GAUGE COCKS, With Vent hole, 1/2” NPT M & F | 732 | HVAC & Plumbing | Pressure Gauge Cocks | 1/2” NPT | Brass | -
Plasma-cleanair | Commercial Kitchen Ecology Systems | MP-ESP-PS-2500 | ESP 3500 Replacement Power Supplies | 68600 | Ecology Systems | ESP Spare Parts & Accessories | - | - | - | THERMOMETER AND PRESSURE GAUGE TEST PLUGS, Brass, 1/4” BSPT M | 380 | HVAC & Plumbing | Thermometers & Pressure Gauges Test Plugs | 1/4” BSPT | Brass | -
Plasma-cleanair | Commercial Kitchen Ecology Systems | MP-ESP-PS-5000 | ESP 7000 Replacement Power Supplies | 79291 | Ecology Systems | ESP Spare Parts & Accessories | - | - | - | THERMOMETER AND PRESSURE GAUGE TEST PLUGS, Brass, 1/2” BSPT M | 509 | HVAC & Plumbing | Thermometers & Pressure Gauges Test Plugs | 1/2” BSPT | Brass | -
Plasma-cleanair | Commercial Kitchen Ecology Systems | MP-ESP-PS-7500 | ESP 10500 Replacement Power Supplies | 89982 | Ecology Systems | ESP Spare Parts & Accessories | - | - | - | THERMOMETER AND PRESSURE GAUGE TEST PLUGS, Brass, with 50mm lagging extension, 1/4” BSPT M | 954 | HVAC & Plumbing | Thermometers & Pressure Gauges Test Plugs | 1/4” BSPT | Brass | -
Plasma-cleanair | Commercial Kitchen Ecology Systems | ESP-UVC-5000-6 | ESP/UV-C6 7000 | 810648 | Ecology Systems | Electrostatic Precipitators With UVC | - | - | - | THERMOMETER AND PRESSURE GAUGE TEST PLUGS, Brass, with 50mm lagging extension, 1/2” BSPT M | 1234 | HVAC & Plumbing | Thermometers & Pressure Gauges Test Plugs | 1/2” BSPT | Brass | -
Plasma-cleanair | Commercial Kitchen Ecology Systems | ESP-UVC-7500-8 | ESP/UV-C8 10500 | 1006507 | Ecology Systems | Electrostatic Precipitators With UVC | - | - | - | POROUS TYPE SNUBBERS FOR PRESSURE GAUGE, 100 bar, 1/4” BSP M x 1/4” BSP F | 460 | HVAC & Plumbing | Pressure Gauge Porous Type Snubber | 1/4” BSP | Brass | -
Plasma-cleanair | Commercial Kitchen Ecology Systems | ESP-UV1-WEATH-COV | ESP Weatherproof Cover - 1No Unit | 44057 | Ecology Systems | ESP Spare Parts & Accessories | - | - | - | POROUS TYPE SNUBBERS FOR PRESSURE GAUGE, 100 bar, 1/4” NPT M x 1/4” NPT F | 460 | HVAC & Plumbing | Pressure Gauge Porous Type Snubber | 1/4” NPT | Brass | -
Plasma-cleanair | Commercial Kitchen Ecology Systems | ESP-UV2-WEATH-COV | ESP Weatherproof Cover - 2No Units stacked | 50374 | Ecology Systems | ESP Spare Parts & Accessories | - | - | - | POROUS TYPE SNUBBERS FOR PRESSURE GAUGE, 135 bar, 3/8” BSP M x 3/8” BSP F, | 675 | HVAC & Plumbing | Pressure Gauge Porous Type Snubber | 3/8” BSP | Brass | -
Plasma-cleanair | Commercial Kitchen Ecology Systems | CF-495 | Coil Filter 495 x 495 x 45mm | 42975 | Ecology Systems | Coil Filters | - | - | - | POROUS TYPE SNUBBERS FOR PRESSURE GAUGE, 135 bar, 3/8” NPT M x 3/8” NPT F | 675 | HVAC & Plumbing | Pressure Gauge Porous Type Snubber | 3/8” NPT | Brass | -
Plasma-cleanair | Commercial Kitchen Ecology Systems | CF-495-395 | Coil Filter 495 x 395 x 45mm | 40771 | Ecology Systems | Coil Filters | - | - | - | POROUS TYPE SNUBBERS FOR PRESSURE GAUGE, 340 bar, 1/2” BSP M x 1/2” BSP F | 697 | HVAC & Plumbing | Pressure Gauge Porous Type Snubber | 1/2” BSP | Brass | -
Plasma-cleanair | Commercial Kitchen Ecology Systems | CF-395 | Coil Filter 395 x 395 x 45mm | 38568 | Ecology Systems | Coil Filters | - | - | - | POROUS TYPE SNUBBERS FOR PRESSURE GAUGE, 340 bar, 1/2” NPT M x 1/2” NPT F | 697 | HVAC & Plumbing | Pressure Gauge Porous Type Snubber | 1/2” NPT | Brass | -
Plasma-cleanair | Commercial Kitchen Ecology Systems | TC-UVC-MINI | Techniclean Mini | 108131 | Ecology Systems | Duct Mounted UVC | - | - | - | Brass Needle Valve, 16 bar, 1/4” NPT F x F | 512 | HVAC & Plumbing | Pressure Gauge Needle Valve | 1/4” NPT | Brass | -
Plasma-cleanair | Commercial Kitchen Ecology Systems | TC-UVC-6-5000 | Techniclean UV-C 6 (5000) | 331711 | Ecology Systems | Duct Mounted UVC | - | - | - | Brass Needle Valve, 16 bar, 1/2” BSP F x F | 881 | HVAC & Plumbing | Pressure Gauge Needle Valve | 1/2” BSP | Brass | -
Plasma-cleanair | Commercial Kitchen Ecology Systems | TC-UVC-8-7500 | Techniclean UV-C 8 (7500) | 389777 | Ecology Systems | Duct Mounted UVC | - | - | - | Brass Needle Valve, 16 bar, 1/2” NPT F x F | 881 | HVAC & Plumbing | Pressure Gauge Needle Valve | 1/2” NPT | Brass | -
Plasma-cleanair | Commercial Kitchen Ecology Systems | MP-TC-UVC-BAL | Techniclean UVC ballast | 31588 | Ecology Systems | UVC ballast | - | - | - | U Syphon, Mild Steel, 25 bar, 1/4” BSP M x 1/4” BSP M | 618 | HVAC & Plumbing | Pressure Gauge U Syphon | 1/4” BSP | Mild Steel | -
Plasma-cleanair | Commercial Kitchen Ecology Systems | MP-XT42-TM-UVC-1 | Xtract 4200 or Techniclean Mini lamp 95W | 11339 | Ecology Systems | Duct Mounted UVC Replacmet Lamp | - | - | - | U Syphon, Mild Steel, 25 bar, 3/8” BSP M x 3/8” BSP M | 595 | HVAC & Plumbing | Pressure Gauge U Syphon | 3/8” BSP | Mild Steel | -
Plasma-cleanair | Commercial Kitchen Ecology Systems | MP-TC-UVC-CM-1-L | Techniclean UVC 5000/7500 or Canopy Mounted individual lamp | 11339 | Ecology Systems | Duct Mounted UVC Replacmet Lamp | - | - | - | U Syphon, Mild Steel, 25 bar, 1/2” BSP M x 1/2” BSP M | 640 | HVAC & Plumbing | Pressure Gauge U Syphon | 1/2” BSP | Mild Steel | -
Plasma-cleanair | Commercial Kitchen Ecology Systems | TC-CM-UVC2S | Canopy mounted UVC2S lamp rack kit | 333951 | Ecology Systems | Canopy Mounted UVC | - | - | - | U Syphon, Mild Steel, 25 bar, 1/4” NPT M x 1/4” NPT M | 618 | HVAC & Plumbing | Pressure Gauge U Syphon | 1/4” NPT | Mild Steel | -
Plasma-cleanair | Commercial Kitchen Ecology Systems | TC-CM-UVC4S | Canopy mounted UVC4S lamp rack kit | 396541 | Ecology Systems | Canopy Mounted UVC | - | - | - | U Syphon, Mild Steel, 25 bar, 3/8” NPT M x 3/8” NPT M | 595 | HVAC & Plumbing | Pressure Gauge U Syphon | 3/8” NPT | Mild Steel | -
Plasma-cleanair | Commercial Kitchen Ecology Systems | TC-CM-UVC6S | Canopy mounted UVC6S lamp rack kit | 465159 | Ecology Systems | Canopy Mounted UVC | - | - | - | U Syphon, Mild Steel, 25 bar, 1/2” NPT M x 1/2” NPT M | 640 | HVAC & Plumbing | Pressure Gauge U Syphon | 1/2” NPT | Mild Steel | -
Plasma-cleanair | Commercial Kitchen Ecology Systems | TC-CM-UVC2L | Canopy mounted UVC2L lamp rack kit | 379241 | Ecology Systems | Canopy Mounted UVC | - | - | - | U Syphon, Stainless Steel, 25 bar, 1/4” NPT M x 1/4” NPT M | 903 | HVAC & Plumbing | Pressure Gauge U Syphon | 1/4” NPT | Stainless Steel | -
Plasma-cleanair | Commercial Kitchen Ecology Systems | TC-CM-UVC3L | Canopy mounted UVC3L lamp rack kit | 419010 | Ecology Systems | Canopy Mounted UVC | - | - | - | U Syphon, Stainless Steel, 25 bar, 1/4” BSP M x 1/4” BSP M | 903 | HVAC & Plumbing | Pressure Gauge U Syphon | 1/4” BSP | Stainless Steel | -
Plasma-cleanair | Commercial Kitchen Ecology Systems | TC-CM-UVC4L | Canopy mounted UVC4L lamp rack kit | 458160 | Ecology Systems | Canopy Mounted UVC | - | - | - | U Syphon, Stainless Steel, 25 bar, 3/8” BSP M x 3/8” BSP M | 1151 | HVAC & Plumbing | Pressure Gauge U Syphon | 3/8” BSP | Stainless Steel | -
Plasma-cleanair | Commercial Kitchen Ecology Systems | TC-CM-UVC5L | Canopy mounted UVC5L lamp rack kit | 490120 | Ecology Systems | Canopy Mounted UVC | - | - | - | U Syphon, Stainless Steel, 25 bar, 1/2” NPT M x 1/2” NPT M | 1295 | HVAC & Plumbing | Pressure Gauge U Syphon | 1/2” NPT | Stainless Steel | -
Plasma-cleanair | Commercial Kitchen Ecology Systems | TC-CM-UVC6L | Canopy mounted UVC6L lamp rack kit | 544078 | Ecology Systems | Canopy Mounted UVC | - | - | - | U Syphon, Stainless Steel, 25 bar, 3/8” NPT M x 3/8” NPT M | 1151 | HVAC & Plumbing | Pressure Gauge U Syphon | 3/8” NPT | Stainless Steel | -
Plasma-cleanair | Commercial Kitchen Ecology Systems | MP-TC-CM-UVLG | Techniclean Canopy Mounted UVC light guards | 5265 | Ecology Systems | Canopy Mounted UVC Guard | - | - | - | U Syphon, Stainless Steel, 25 bar, 1/2” BSP M x 1/2” BSP M | 1295 | HVAC & Plumbing | Pressure Gauge U Syphon | 1/2” BSP | Stainless Steel | -
Plasma-cleanair | Commercial Kitchen Ecology Systems | MP-TC-UVC-BAL | Techniclean UVC ballast | 31588 | Ecology Systems | UVC ballast | - | - | - | Ring Syphon, Mild Steel, 25 bar, 3/8” BSP M x 3/8” BSP M | 595 | HVAC & Plumbing | Pressure Gauge Ring Syphon | 3/8” BSP | Mild Steel | -
Plasma-cleanair | Commercial Kitchen Ecology Systems | MP-TC-UVC-CM-1-L | Techniclean UVC 5000/7500 or Canopy Mounted individual lamp | 11339 | Ecology Systems | Duct Mounted UVC Replacmet Lamp | - | - | - | Ring Syphon, Mild Steel, 25 bar, 1/2” BSP M x 1/2” BSP M | 640 | HVAC & Plumbing | Pressure Gauge Ring Syphon | 1/2” BSP | Mild Steel | -
Plasma-cleanair | Commercial Kitchen Ecology Systems | XT-2100-2v3 | Xtract 2100 v.3 | 200014 | Ecology Systems | Ozone Injection Odour Control | - | - | - | Ring Syphon, Mild Steel, 25 bar, 1/4” NPT M x 1/4” NPT M | 618 | HVAC & Plumbing | Pressure Gauge Ring Syphon | 1/4” NPT | Mild Steel | -
Plasma-cleanair | Commercial Kitchen Ecology Systems | XT-2100-4v3 | Xtract 2100 v.3 PLUS | 248407 | Ecology Systems | Ozone Injection Odour Control | - | - | - | Ring Syphon, Mild Steel, 25 bar, 1/4” BSP M x 1/4” BSP M | 618 | HVAC & Plumbing | Pressure Gauge Ring Syphon | 1/4” BSP | Mild Steel | -
Plasma-cleanair | Commercial Kitchen Ecology Systems | XT-4200-6v3 | Xtract 4200 v3 | 296778 | Ecology Systems | Ozone Injection Odour Control | - | - | - | Ring Syphon, Mild Steel, 25 bar, 3/8” NPT M x 3/8” NPT M | 595 | HVAC & Plumbing | Pressure Gauge Ring Syphon | 3/8” NPT | Mild Steel | -
Plasma-cleanair | Commercial Kitchen Ecology Systems | MP-XT-2100-IK | Xtract Installation Kit | 5952 | Ecology Systems | Ozone Injection Odour Control | - | - | - | Ring Syphon, Mild Steel, 25 bar, 1/2” NPT M x 1/2” NPT M | 640 | HVAC & Plumbing | Pressure Gauge Ring Syphon | 1/2” NPT | Mild Steel | -
Plasma-cleanair | Commercial Kitchen Ecology Systems | MP-XT/AK-PF-5 | Prefilter Xtract UVC (PK5) | 2776 | Ecology Systems | Ozone Injection Odour Control | - | - | - | Ring Syphon, Stainless Steel, 25 bar, 3/8” BSP M x 3/8” BSP M | 1083 | HVAC & Plumbing | Pressure Gauge Ring Syphon | 3/8” BSP | Stainless Steel | -
Plasma-cleanair | Commercial Kitchen Ecology Systems | MP-XT-PF-S1 | Xtract 2100 stage 1 filter | 2221 | Ecology Systems | Ozone Injection Spare Parts & Accessories | - | - | - | Ring Syphon, Stainless Steel, 25 bar, 1/4” NPT M x 1/4” NPT M | 903 | HVAC & Plumbing | Pressure Gauge Ring Syphon | 1/4” NPT | Stainless Steel | -
Plasma-cleanair | Commercial Kitchen Ecology Systems | MP-XT4200-BAL | Xtract 2100 / 4200 power supply | 24297 | Ecology Systems | Ozone Injection Spare Parts & Accessories | - | - | - | Ring Syphon, Stainless Steel, 25 bar, 1/4” BSP M x 1/4” BSP M | 903 | HVAC & Plumbing | Pressure Gauge Ring Syphon | 1/4” BSP | Stainless Steel | -
Plasma-cleanair | Commercial Kitchen Ecology Systems | REC-TOW-1.0-BAS | RECIRC Tower 1.0 Unit, Plastisol Finish c/w filter pack, 0-10V speed Controller & Isolator | 1764062 | Ecology Systems | Multiple Stage Filtration Tower | - | - | - | Ring Syphon, Stainless Steel, 25 bar, 1/2” NPT M x 1/2” NPT M | 1295 | HVAC & Plumbing | Pressure Gauge Ring Syphon | 1/2” NPT | Stainless Steel | -
Plasma-cleanair | Commercial Kitchen Ecology Systems | REC-TOW-1.0-ADV | RECIRC Tower 1.0 Unit, Plastisol Finish c/w filter pack, full control monitoring. | 2498444 | Ecology Systems | Multiple Stage Filtration Tower | - | - | - | Ring Syphon, Stainless Steel, 25 bar, 3/8” NPT M x 3/8” NPT M | 1083 | HVAC & Plumbing | Pressure Gauge Ring Syphon | 3/8” NPT | Stainless Steel | -
Plasma-cleanair | Commercial Kitchen Ecology Systems | REC-TOW-1.5-BAS | RECIRC Tower 1.5 Unit, Plastisol Finish c/w filter pack & 0-10V speed Controller & Isolator | 2520413 | Ecology Systems | Multiple Stage Filtration Tower | - | - | - | Ring Syphon, Stainless Steel, 25 bar, 1/2” BSP M x 1/2” BSP M | 1295 | HVAC & Plumbing | Pressure Gauge Ring Syphon | 1/2” BSP | Stainless Steel | -
Plasma-cleanair | Commercial Kitchen Ecology Systems | REC-TOW-1.5-ADV | RECIRC Tower 1.5 Unit, Plastisol Finish c/w filter pack, full control monitoring. | 3222177 | Ecology Systems | Multiple Stage Filtration Tower | - | - | - | AL CASE ADJUSTABLE ANGLE THERMOMETERS, -40 to 110°F&C, 250 mm Case, 90 mm Stem, 3/4" NPT, ADJUSTABLE, IP 54, Blue Liquid Filing | 2819 | HVAC & Plumbing | Adjustable Liquid-In-Glass Thermometers | 3/4" NPT | Aluminum | -
Plasma-cleanair | Commercial Kitchen Ecology Systems | REC-TOW-2.0-BAS | Re-circ Tower 2.0 Unit, Plastisol Finish c/w filter pack & 0-10V speed Controller & Isolator | 2973669 | Ecology Systems | Multiple Stage Filtration Tower | - | - | - | AL CASE ADJUSTABLE ANGLE THERMOMETERS, 0 to 160°F&C, 250 mm Case, 90 mm Stem, 3/4" NPT, ADJUSTABLE, IP 54, Blue Liquid Filing | 2819 | HVAC & Plumbing | Adjustable Liquid-In-Glass Thermometers | 3/4" NPT | Aluminum | -
Plasma-cleanair | Commercial Kitchen Ecology Systems | REC-TOW-2.0-ADV | RECIRC Tower 2.0 Unit, Plastisol Finish c/w filter pack, full control monitoring. | 3708054 | Ecology Systems | Multiple Stage Filtration Tower | - | - | - | AL CASE ADJUSTABLE ANGLE THERMOMETERS, 30 to 180°F&C, 250 mm Case, 90 mm Stem, 3/4" NPT, ADJUSTABLE, IP 54, Blue Liquid Filing | 2819 | HVAC & Plumbing | Adjustable Liquid-In-Glass Thermometers | 3/4" NPT | Aluminum | -
Plasma-cleanair | Commercial Kitchen Ecology Systems | 596-596-45-G4 | 596 x 596 x 45mm G4 Pleated Panel Filter | 2569 | Ecology Systems | G4 Pleated Panel Filter | - | - | - | AL CASE ADJUSTABLE ANGLE THERMOMETERS, 30 to 240°F&C, 250 mm Case, 90 mm Stem, 3/4" NPT, ADJUSTABLE, IP 54, Blue Liquid Filing | 2819 | HVAC & Plumbing | Adjustable Liquid-In-Glass Thermometers | 3/4" NPT | Aluminum | -
Plasma-cleanair | Commercial Kitchen Ecology Systems | 596-596-95-G4 | 596 x 596 x 95mm G4 Pleated Panel Filter | 1679 | Ecology Systems | G4 Pleated Panel Filter | - | - | - | AL CASE ADJUSTABLE ANGLE THERMOMETERS, 30 to 300°F&C, 250 mm Case, 90 mm Stem, 3/4" NPT, ADJUSTABLE, IP 54, Blue Liquid Filing | 2819 | HVAC & Plumbing | Adjustable Liquid-In-Glass Thermometers | 3/4" NPT | Aluminum | -
Plasma-cleanair | Commercial Kitchen Ecology Systems | 592-592-380-F6 | 592 x 592 x 380mm F6 Synthetic Bag Filter | 6170 | Ecology Systems | Bag Filter | - | - | - | AL CASE ADJUSTABLE ANGLE THERMOMETERS, 50 to 400°F&C, 250 mm Case, 90 mm Stem, 3/4" NPT, ADJUSTABLE, IP 54, Blue Liquid Filing | 2819 | HVAC & Plumbing | Adjustable Liquid-In-Glass Thermometers | 3/4" NPT | Aluminum | -
Plasma-cleanair | Commercial Kitchen Ecology Systems | 592-287-380-F6 | 592 x 287 x 380mm F7 Synthetic Bag Filter | 3713 | Ecology Systems | Bag Filter | - | - | - | AL CASE ADJUSTABLE ANGLE THERMOMETERS, -40 to 110°F&C, 250 mm Case, 150 mm Stem, 3/4" NPT, ADJUSTABLE, IP 54, Blue Liquid Filing | 3791 | HVAC & Plumbing | Adjustable Liquid-In-Glass Thermometers | 3/4" NPT | Aluminum | -
Plasma-cleanair | Commercial Kitchen Ecology Systems | 610-305-292-E10 | 610 x 305 x 292mm E10 MW HEPA filter | 57863 | Ecology Systems | HEPA Filter | - | - | - | AL CASE ADJUSTABLE ANGLE THERMOMETERS, 0 to 160°F&C, 250 mm Case, 150 mm Stem, 3/4" NPT, ADJUSTABLE, IP 54, Blue Liquid Filing | 3791 | HVAC & Plumbing | Adjustable Liquid-In-Glass Thermometers | 3/4" NPT | Aluminum | -
Plasma-cleanair | Commercial Kitchen Ecology Systems | 610-610-292-E10 | 610 x 610 x 292mm E10 MW HEPA filter | 40613 | Ecology Systems | HEPA Filter | - | - | - | AL CASE ADJUSTABLE ANGLE THERMOMETERS, 30 to 180°F&C, 250 mm Case, 150 mm Stem, 3/4" NPT, ADJUSTABLE, IP 54, Blue Liquid Filing | 3791 | HVAC & Plumbing | Adjustable Liquid-In-Glass Thermometers | 3/4" NPT | Aluminum | -
Plasma-cleanair | Commercial Kitchen Ecology Systems | adcell-carb | 144 x 600 x 440 AdCell Carbon 7.0kg (RECIRC TOWER CARBONS ONLY) | 56313 | Ecology Systems | Filtration Tower Carbon Filter | - | - | - | AL CASE ADJUSTABLE ANGLE THERMOMETERS, 30 to 240°F&C, 250 mm Case, 150 mm Stem, 3/4" NPT, ADJUSTABLE, IP 54, Blue Liquid Filing | 3791 | HVAC & Plumbing | Adjustable Liquid-In-Glass Thermometers | 3/4" NPT | Aluminum | -
Plasma-cleanair | Commercial Kitchen Ecology Systems | sitesafe-carb | 594 H x 196 W x 597 D mm Sitesafe Discarb | 35262 | Ecology Systems | Activated Carbon Filter | - | - | - | AL CASE ADJUSTABLE ANGLE THERMOMETERS, 30 to 300°F&C, 250 mm Case, 150 mm Stem, 3/4" NPT, ADJUSTABLE, IP 54, Blue Liquid Filing | 3791 | HVAC & Plumbing | Adjustable Liquid-In-Glass Thermometers | 3/4" NPT | Aluminum | -
Plasma-cleanair | Commercial Kitchen Ecology Systems | 3CELL-CARB-HOUS | 605 H x 600 W x 750 D mm 3 Sitesafe Carbon Housing - NOT PAINTED INTERNAL INSTALLATION | 189078 | Ecology Systems | Internal Installation Activated Carbon Filter Housing | - | - | - | AL CASE ADJUSTABLE ANGLE THERMOMETERS, 50 to 400°F&C, 250 mm Case, 150 mm Stem, 3/4" NPT, ADJUSTABLE, IP 54, Blue Liquid Filing | 3791 | HVAC & Plumbing | Adjustable Liquid-In-Glass Thermometers | 3/4" NPT | Aluminum | -
Plasma-cleanair | Commercial Kitchen Ecology Systems | 6CELL-CARB-HOUS | 606 H x 1200 W x 750 D mm 6 Sitesafe Carbon Housing - NOT PAINTED INTERNAL INSTALLATION | 207247 | Ecology Systems | Internal Installation Activated Carbon Filter Housing | - | - | - | AL CASE ADJUSTABLE ANGLE THERMOMETERS, -40 to 110°F&C, 250 mm Case, 90 mm Stem + 25 mm Lag. Ext., 3/4" NPT, ADJUSTABLE, IP 54, Blue Liquid Filing | 3544 | HVAC & Plumbing | Adjustable Liquid-In-Glass Thermometers | 3/4" NPT | Aluminum | -
Plasma-cleanair | Commercial Kitchen Ecology Systems | 9CELL-CARB-HOUS | 605 H x 1800 W x 750 D mm 9 Sitesafe Carbon Housing - NOT PAINTED INTERNAL INSTALLATION | 236320 | Ecology Systems | Internal Installation Activated Carbon Filter Housing | - | - | - | AL CASE ADJUSTABLE ANGLE THERMOMETERS, 0 to 160°F&C, 250 mm Case, 90 mm Stem + 25 mm Lag. Ext., 3/4" NPT, ADJUSTABLE, IP 54, Blue Liquid Filing | 3544 | HVAC & Plumbing | Adjustable Liquid-In-Glass Thermometers | 3/4" NPT | Aluminum | -
Plasma-cleanair | Commercial Kitchen Ecology Systems | 12CELL-CARB-HOUS | 1210 H x 1200 W x 750 D mm 12 Sitesafe Carbon Housing - NOT PAINTED INTERNAL INSTALLATION | 250602 | Ecology Systems | Internal Installation Activated Carbon Filter Housing | - | - | - | AL CASE ADJUSTABLE ANGLE THERMOMETERS, 30 to 180°F&C, 250 mm Case, 90 mm Stem + 25 mm Lag. Ext., 3/4" NPT, ADJUSTABLE, IP 54, Blue Liquid Filing | 3544 | HVAC & Plumbing | Adjustable Liquid-In-Glass Thermometers | 3/4" NPT | Aluminum | -
Plasma-cleanair | Commercial Kitchen Ecology Systems | 3CELL-CARB-HOUS-PA | 605 H x 600 W x 750 D mm 3 Sitesafe Carbon Housing - PAINTED MATT BLACK FOR EXTERNAL INSTALLATION | 279164 | Ecology Systems | External Installation Activated Carbon Filter Housing | - | - | - | AL CASE ADJUSTABLE ANGLE THERMOMETERS, 30 to 240°F&C, 250 mm Case, 90 mm Stem + 25 mm Lag. Ext., 3/4" NPT, ADJUSTABLE, IP 54, Blue Liquid Filing | 3544 | HVAC & Plumbing | Adjustable Liquid-In-Glass Thermometers | 3/4" NPT | Aluminum | -
Plasma-cleanair | Commercial Kitchen Ecology Systems | 6CELL-CARB-HOUS-PA | 606 H x 1200 W x 750 D mm 6 Sitesafe Carbon Housing - PAINTED MATT BLACK FOR EXTERNAL INSTALLATION | 314525 | Ecology Systems | External Installation Activated Carbon Filter Housing | - | - | - | AL CASE ADJUSTABLE ANGLE THERMOMETERS, 30 to 300°F&C, 250 mm Case, 90 mm Stem + 25 mm Lag. Ext., 3/4" NPT, ADJUSTABLE, IP 54, Blue Liquid Filing | 3544 | HVAC & Plumbing | Adjustable Liquid-In-Glass Thermometers | 3/4" NPT | Aluminum | -
Plasma-cleanair | Commercial Kitchen Ecology Systems | 9CELL-CARB-HOUS-PA | 605 H x 1800 W x 750 D mm 9 Sitesafe Carbon Housing - PAINTED MATT BLACK FOR EXTERNAL INSTALLATION | 362130 | Ecology Systems | External Installation Activated Carbon Filter Housing | - | - | - | AL CASE ADJUSTABLE ANGLE THERMOMETERS, 50 to 400°F&C, 250 mm Case, 90 mm Stem + 25 mm Lag. Ext., 3/4" NPT, ADJUSTABLE, IP 54, Blue Liquid Filing | 3544 | HVAC & Plumbing | Adjustable Liquid-In-Glass Thermometers | 3/4" NPT | Aluminum | -
Plasma-cleanair | Commercial Kitchen Ecology Systems | 12CELL-CARB-HOUS-PA | 1210 H x 1200 W x 750 D mm 12 Sitesafe Carbon Housing - PAINTED MATT BLACK FOR EXTERNAL INSTALLATION | 393414 | Ecology Systems | External Installation Activated Carbon Filter Housing | - | - | - | AL CASE ADJUSTABLE ANGLE THERMOMETERS, -40 to 110°F&C, 250 mm Case, 150 mm Stem + 25 mm Lag. Ext., 3/4" NPT, ADJUSTABLE, IP 54, Blue Liquid Filing | 4020 | HVAC & Plumbing | Adjustable Liquid-In-Glass Thermometers | 3/4" NPT | Aluminum | -
Plasma-cleanair | Commercial Kitchen Ecology Systems | BAF-254-495 | UL SS Baffle Filter 430 - 254 x 495 x 44mm | 6281 | Ecology Systems | Baffle Filter | - | - | - | AL CASE ADJUSTABLE ANGLE THERMOMETERS, 0 to 160°F&C, 250 mm Case, 150 mm Stem + 25 mm Lag. Ext., 3/4" NPT, ADJUSTABLE, IP 54, Blue Liquid Filing | 4020 | HVAC & Plumbing | Adjustable Liquid-In-Glass Thermometers | 3/4" NPT | Aluminum | -
Plasma-cleanair | Commercial Kitchen Ecology Systems | BAF-395-395 | UL SS Baffle Filter 430 - 395 x 395 x 44mm | 6530 | Ecology Systems | Baffle Filter | - | - | - | AL CASE ADJUSTABLE ANGLE THERMOMETERS, 30 to 180°F&C, 250 mm Case, 150 mm Stem + 25 mm Lag. Ext., 3/4" NPT, ADJUSTABLE, IP 54, Blue Liquid Filing | 4020 | HVAC & Plumbing | Adjustable Liquid-In-Glass Thermometers | 3/4" NPT | Aluminum | -
Plasma-cleanair | Commercial Kitchen Ecology Systems | BAF-395-495 | UL SS Baffle Filter 430 – 395 x 495 x 44mm | 6530 | Ecology Systems | Baffle Filter | - | - | - | AL CASE ADJUSTABLE ANGLE THERMOMETERS, 30 to 240°F&C, 250 mm Case, 150 mm Stem + 25 mm Lag. Ext., 3/4" NPT, ADJUSTABLE, IP 54, Blue Liquid Filing | 4020 | HVAC & Plumbing | Adjustable Liquid-In-Glass Thermometers | 3/4" NPT | Aluminum | -
Plasma-cleanair | Commercial Kitchen Ecology Systems | BAF-445-445 | UL SS Baffle Filter 430 – 445 x 445 x 44mm | 6618 | Ecology Systems | Baffle Filter | - | - | - | AL CASE ADJUSTABLE ANGLE THERMOMETERS, 30 to 300°F&C, 250 mm Case, 150 mm Stem + 25 mm Lag. Ext., 3/4" NPT, ADJUSTABLE, IP 54, Blue Liquid Filing | 4020 | HVAC & Plumbing | Adjustable Liquid-In-Glass Thermometers | 3/4" NPT | Aluminum | -
Plasma-cleanair | Commercial Kitchen Ecology Systems | BAF-495-495 | UL SS Baffle Filter 430 – 495 x 495 x 44mm | 6937 | Ecology Systems | Baffle Filter | - | - | - | AL CASE ADJUSTABLE ANGLE THERMOMETERS, 50 to 400°F&C, 250 mm Case, 150 mm Stem + 25 mm Lag. Ext., 3/4" NPT, ADJUSTABLE, IP 54, Blue Liquid Filing | 4020 | HVAC & Plumbing | Adjustable Liquid-In-Glass Thermometers | 3/4" NPT | Aluminum | -
Plasma-cleanair | Commercial Kitchen Ecology Systems | ELECTRO-CLEAN 2520 | Epoxy Coated ESP 2,520CMH (1,483CFM), 220-240V/50Hz, Particle Size 0.01 to 10 μm, 1-Collerctor Cell & Prefilter, UKCA/CE/UL | 242280 | Ecology Systems | UL Listed Electrostatic Precipitators | - | - | - | 5" INDUSTRIAL LIQUID-IN-GLASS THERMOMETER, 1/2" NPT STRAIGHT (BOTTOM ENTRY), 45MM STEM, 5/120F & -15/50C | 1093 | HVAC & Plumbing | Liquid-In-Glass Thermometers | 1/2” NPT | Aluminum | -
Plasma-cleanair | Commercial Kitchen Ecology Systems | ELECTRO-CLEAN 5040 | Epoxy Coated ESP 5,040CMH (2,966CFM), 220-240V/50Hz, Particle Size 0.01 to 10 μm, 2-Collerctor Cells & Prefilters, UKCA/CE/UL | 341353 | Ecology Systems | UL Listed Electrostatic Precipitators | - | - | - | 5" INDUSTRIAL LIQUID-IN-GLASS THERMOMETER, 1/2" NPT STRAIGHT (BOTTOM ENTRY), 100MM STEM, 5/120F & -15/50C | 1358 | HVAC & Plumbing | Liquid-In-Glass Thermometers | 1/2” NPT | Aluminum | -
Plasma-cleanair | Commercial Kitchen Ecology Systems | ELECTRO-CLEAN 7560 | Epoxy Coated ESP 7,560CMH (4,449CFM), 220-240V/50Hz, Particle Size 0.01 to 10 μm, 3-Collerctor Cells & Prefilters, UKCA/CE/UL | 429729 | Ecology Systems | UL Listed Electrostatic Precipitators | - | - | - | GVI - Fire Pump Test Meter, 4" Analog Dial - Gylcerin Filled, 2" Grooved, 25 – 100 GPM, FM Approved | 50850 | Fire Fighting & Detection | FF Pump Flow Meter | 2" | Ductile Iron | 50 GPM
Plasma-cleanair | Commercial Kitchen Ecology Systems | ELECTRO-CLEAN UV 2520 | Epoxy Coated ESP / UV 2,520CMH (1,483CFM), 220-240V/50Hz, Particle Size 0.01 to 10 μm, 1-Collerctor Cell & Prefilter, UKCA/CE/UL | 443341 | Ecology Systems | UL Listed Electrostatic Precipitators With UVC | - | - | - | GVI - Fire Pump Test Meter, 4" Analog Dial - Gylcerin Filled, 2-1/2" Grooved, 50 - 200 GPM, FM Approved | 50850 | Fire Fighting & Detection | FF Pump Flow Meter | 2-1/2" | Ductile Iron | 100 GPM
Plasma-cleanair | Commercial Kitchen Ecology Systems | ELECTRO-CLEAN UV 5040 | Epoxy Coated ESP / UV 5,040CMH (2,966CFM), 220-240V/50Hz, Particle Size 0.01 to 10 μm, 2-Collerctor Cells & Prefilters, UKCA/CE/UL | 578329 | Ecology Systems | UL Listed Electrostatic Precipitators With UVC | - | - | - | GVI - Fire Pump Test Meter, 4" Analog Dial - Gylcerin Filled, 3" Grooved, 75 – 300 GPM, FM Approved | 50850 | Fire Fighting & Detection | FF Pump Flow Meter | 3" | Ductile Iron | 150 GPM
Plasma-cleanair | Commercial Kitchen Ecology Systems | ELECTRO-CLEAN UV 7560 | Epoxy Coated ESP / UV 7,560CMH (4,449CFM), 220-240V/50Hz, Particle Size 0.01 to 10 μm, 3-Collerctor Cells & Prefilters, UKCA/CE/UL | 771169 | Ecology Systems | UL Listed Electrostatic Precipitators With UVC | - | - | - | GVI - Fire Pump Test Meter, 4" Analog Dial - Gylcerin Filled, 3" Grooved, 100 – 400 GPM, FM Approved | 50850 | Fire Fighting & Detection | FF Pump Flow Meter | 3" | Ductile Iron | 200 GPM
Plasma-cleanair | Commercial Kitchen Ecology Systems | CK-1-S | CoilKlean 1 short lamp | 197611 | Ecology Systems | AHU Mounted UVC | - | - | - | GVI - Fire Pump Test Meter, 4" Analog Dial - Gylcerin Filled, 4" Grooved, 125 – 500 GPM, FM Approved | 50850 | Fire Fighting & Detection | FF Pump Flow Meter | 4" | Ductile Iron | 250 GPM
Plasma-cleanair | Commercial Kitchen Ecology Systems | CK-2-S | CoilKlean 2 short lamp | 240517 | Ecology Systems | AHU Mounted UVC | - | - | - | GVI - Fire Pump Test Meter, 4" Analog Dial - Gylcerin Filled, 4" Grooved, 150 – 600 GPM, FM Approved | 50850 | Fire Fighting & Detection | FF Pump Flow Meter | 4" | Ductile Iron | 300 GPM
Plasma-cleanair | Commercial Kitchen Ecology Systems | CK-4-S | CoilKlean 4 short lamp | 325992 | Ecology Systems | AHU Mounted UVC | - | - | - | GVI - Fire Pump Test Meter, 4" Analog Dial - Gylcerin Filled, 4" Grooved, 200 – 800 GPM, FM Approved | 50850 | Fire Fighting & Detection | FF Pump Flow Meter | 4" | Ductile Iron | 400 GPM
Plasma-cleanair | Commercial Kitchen Ecology Systems | CK-6-S | CoilKlean 6 short lamp | 429716 | Ecology Systems | AHU Mounted UVC | - | - | - | GVI - Fire Pump Test Meter, 4" Analog Dial - Gylcerin Filled, 4" Grooved, 225 – 900 GPM, FM Approved | 50850 | Fire Fighting & Detection | FF Pump Flow Meter | 4" | Ductile Iron | 450 GPM
Plasma-cleanair | Commercial Kitchen Ecology Systems | CK-8-S | CoilKlean 8 short lamp | 510855 | Ecology Systems | AHU Mounted UVC | - | - | - | GVI - Fire Pump Test Meter, 4" Analog Dial - Gylcerin Filled, 5" Grooved, 225 – 900 GPM, FM Approved | 55390 | Fire Fighting & Detection | FF Pump Flow Meter | 5" | Ductile Iron | 450 GPM
Plasma-cleanair | Commercial Kitchen Ecology Systems | CK-10-S | CoilKlean 10 short lamp | 591993 | Ecology Systems | AHU Mounted UVC | - | - | - | GVI - Fire Pump Test Meter, 4" Analog Dial - Gylcerin Filled, 5" Grooved, 250 – 1000 GPM, FM Approved | 55390 | Fire Fighting & Detection | FF Pump Flow Meter | 5" | Ductile Iron | 500 GPM
Plasma-cleanair | Commercial Kitchen Ecology Systems | CK-12-S | CoilKlean 12 short lamp | 673127 | Ecology Systems | AHU Mounted UVC | - | - | - | GVI - Fire Pump Test Meter, 4" Analog Dial - Gylcerin Filled, 5" Grooved, 375 – 1500 GPM, FM Approved | 55390 | Fire Fighting & Detection | FF Pump Flow Meter | 5" | Ductile Iron | 750 GPM
Plasma-cleanair | Commercial Kitchen Ecology Systems | CK-1-L | CoilKlean 1 Long lamp | 252557 | Ecology Systems | AHU Mounted UVC | - | - | - | GVI - Fire Pump Test Meter, 4" Analog Dial - Gylcerin Filled, 6" Grooved, 250 – 1000 GPM, FM Approved | 55844 | Fire Fighting & Detection | FF Pump Flow Meter | 6" | Ductile Iron | 500 GPM
Plasma-cleanair | Commercial Kitchen Ecology Systems | CK-2-L | CoilKlean 2 Long lamp | 289798 | Ecology Systems | AHU Mounted UVC | - | - | - | GVI - Fire Pump Test Meter, 4" Analog Dial - Gylcerin Filled, 6" Grooved, 375 – 1500 GPM, FM Approved | 55844 | Fire Fighting & Detection | FF Pump Flow Meter | 6" | Ductile Iron | 750 GPM
Plasma-cleanair | Commercial Kitchen Ecology Systems | CK-4-L | CoilKlean 4 Long lamp | 422756 | Ecology Systems | AHU Mounted UVC | - | - | - | GVI - Fire Pump Test Meter, 4" Analog Dial - Gylcerin Filled, 6" Grooved, 625- 2500 GPM, FM Approved | 55844 | Fire Fighting & Detection | FF Pump Flow Meter | 6" | Ductile Iron | 100 GPM
Plasma-cleanair | Commercial Kitchen Ecology Systems | CK-6-L | CoilKlean 6 Long lamp | 546719 | Ecology Systems | AHU Mounted UVC | - | - | - | GVI - Fire Pump Test Meter, 4" Analog Dial - Gylcerin Filled, 6" Grooved, 500 – 2000 GPM, FM Approved | 55844 | Fire Fighting & Detection | FF Pump Flow Meter | 6" | Ductile Iron | 1250 GPM
Plasma-cleanair | Commercial Kitchen Ecology Systems | MP-CK-1-L | CoilKlean replacement lamp long | 18629 | Ecology Systems | AHU Mounted UVC | - | - | - | GVI - Fire Pump Test Meter, 4" Analog Dial - Gylcerin Filled, 8" Grooved, 500 – 2000 GPM, FM Approved | 63903 | Fire Fighting & Detection | FF Pump Flow Meter | 8" | Ductile Iron | 1000 GPM
Plasma-cleanair | Commercial Kitchen Ecology Systems | MP-CK-1-S | CoilKlean replacement lamp short | 11339 | Ecology Systems | AHU Mounted UVC | - | - | - | GVI - Fire Pump Test Meter, 4" Analog Dial - Gylcerin Filled, 8" Grooved, 625 – 2500 GPM, FM Approved | 63903 | Fire Fighting & Detection | FF Pump Flow Meter | 8" | Ductile Iron | 1250 GPM
Safe Signal | Fire Protection and Detection Systems | WFD20N | Safe Signal, UL Listed / FM Approved Water Flow Detector For FF Zone DN50, 2 in | 6804 | Fire Fighting & Detection | FF Water Flow Detector | DN50 | - | - | GVI - Fire Pump Test Meter, 4" Analog Dial - Gylcerin Filled, 8" Grooved, 750 – 3000 GPM, FM Approved | 63903 | Fire Fighting & Detection | FF Pump Flow Meter | 8" | Ductile Iron | 1500 GPM
Safe Signal | Fire Protection and Detection Systems | WFD25N | Safe Signal, UL Listed / FM Approved Water Flow Detector For FF Zone DN65, 2.5 in | 6804 | Fire Fighting & Detection | FF Water Flow Detector | DN65 | - | - | GVI - Fire Pump Test Meter, 4" Analog Dial - Gylcerin Filled, 8" Grooved, 1000 – 4000 GPM, FM Approved | 63903 | Fire Fighting & Detection | FF Pump Flow Meter | 8" | Ductile Iron | 2000 GPM
Safe Signal | Fire Protection and Detection Systems | WFD30N | Safe Signal, UL Listed / FM Approved Water Flow Detector For FF Zone DN80, 3 in | 6804 | Fire Fighting & Detection | FF Water Flow Detector | DN80 | - | - | GVI - Fire Pump Test Meter, 4" Analog Dial - Gylcerin Filled, 8" Grooved, 1250 – 5000 GPM, FM Approved | 63903 | Fire Fighting & Detection | FF Pump Flow Meter | 8" | Ductile Iron | 2500 GPM
Safe Signal | Fire Protection and Detection Systems | WFD40N | Safe Signal, UL Listed / FM Approved Water Flow Detector For FF Zone DN100, 4 in | 6804 | Fire Fighting & Detection | FF Water Flow Detector | DN100 | - | - | GVI - Fire Pump Test Meter, 4" Analog Dial - Gylcerin Filled, 8" Grooved, 1500 – 6000 GPM, FM Approved | 63903 | Fire Fighting & Detection | FF Pump Flow Meter | 8" | Ductile Iron | 3000 GPM
Safe Signal | Fire Protection and Detection Systems | WFD50N | Safe Signal, UL Listed / FM Approved Water Flow Detector For FF Zone DN125, 5 in | 6804 | Fire Fighting & Detection | FF Water Flow Detector | DN125 | - | - | GVI - Fire Pump Test Meter, 4" Analog Dial - Gylcerin Filled, 10" Grooved, 750 – 3000 GPM, FM Approved | 86264 | Fire Fighting & Detection | FF Pump Flow Meter | 10" | Ductile Iron | 1500 GPM
Safe Signal | Fire Protection and Detection Systems | WFD60N | Safe Signal, UL Listed / FM Approved Water Flow Detector For FF Zone DN150, 6 in | 6804 | Fire Fighting & Detection | FF Water Flow Detector | DN150 | - | - | GVI - Fire Pump Test Meter, 4" Analog Dial - Gylcerin Filled, 10" Grooved, 1000 – 4000 GPM, FM Approved | 86264 | Fire Fighting & Detection | FF Pump Flow Meter | 10" | Ductile Iron | 2000 GPM
Safe Signal | Fire Protection and Detection Systems | WFD80N | Safe Signal, UL Listed / FM Approved Water Flow Detector For FF Zone DN200, 8 in | 6804 | Fire Fighting & Detection | FF Water Flow Detector | DN200 | - | - | GVI - Fire Pump Test Meter, 4" Analog Dial - Gylcerin Filled, 10" Grooved, 1250 – 5000 GPM, FM Approved | 86264 | Fire Fighting & Detection | FF Pump Flow Meter | 10" | Ductile Iron | 2500 GPM
Safe Signal | Fire Protection and Detection Systems | OSY2 | Safe Signa, UL Listed / FM Approved Supervisory Switch (Tamper) Suitable to be installed on OS&Y valves from 1" to 12" | 4412 | Fire Fighting & Detection | FF Supervisory (Tamper) Switch | - | - | - | GVI - Fire Pump Test Meter, 4" Analog Dial - Gylcerin Filled, 10" Grooved, 1500 – 6000 GPM, FM Approved | 86264 | Fire Fighting & Detection | FF Pump Flow Meter | 10" | Ductile Iron | 3000 GPM
Safe Signal | Fire Protection and Detection Systems | EPS10-1 | Safe Signa, UL Listed / FM Approved Alarm Pressure Switch | 3839 | Fire Fighting & Detection | FF Pressure Switch | - | - | - | GVI - Fire Pump Test Meter, 4" Analog Dial - Gylcerin Filled, 10" Grooved, 1750 – 7000 GPM, FM Approved | 86264 | Fire Fighting & Detection | FF Pump Flow Meter | 10" | Ductile Iron | 3500 GPM
Viking | Fire Protection and Detection Systems | VK-RC-073 | Rigid Coupling . Red . DN 65 . 73,0mm Epoxy Finish | 292 | Fire Fighting & Detection | Grooved Couplings & Fittings | DN65 | Ductile Iron Epoxy Finish | - | Flexible Connector (50CM) PN25 DN20 | 858 | HVAC & Plumbing | Braided Flexible Connectors | DN20 | Stainless Steel | -
Viking | Fire Protection and Detection Systems | VK-RC-089 | Rigid Coupling . Red . DN 80 . 88,9mm Epoxy Finish | 346 | Fire Fighting & Detection | Grooved Couplings & Fittings | DN80 | Ductile Iron Epoxy Finish | - | Flexible Connector (50CM) PN25 DN32 | 1610 | HVAC & Plumbing | Braided Flexible Connectors | DN32 | Stainless Steel | -
Viking | Fire Protection and Detection Systems | VK-RC-114 | Rigid Coupling . Red . DN 100 . 114,3mm Epoxy Finish | 373 | Fire Fighting & Detection | Grooved Couplings & Fittings | DN100 | Ductile Iron Epoxy Finish | - | Flexible Connector (50CM) PN25 DN40 | 3298 | HVAC & Plumbing | Braided Flexible Connectors | DN40 | Stainless Steel | -
Viking | Fire Protection and Detection Systems | VK-RC-168 | Rigid Coupling . Red . DN 150 . 168,3mm Epoxy Finish | 599 | Fire Fighting & Detection | Grooved Couplings & Fittings | DN150 | Ductile Iron Epoxy Finish | - | Flexible Connector (50CM) PN25 DN50 | 5314 | HVAC & Plumbing | Braided Flexible Connectors | DN50 | Stainless Steel | -
Viking | Fire Protection and Detection Systems | VK-RC-219 | Rigid Coupling . Red . DN 200 . 219,1mm Epoxy Finish | 1537 | Fire Fighting & Detection | Grooved Couplings & Fittings | DN200 | Ductile Iron Epoxy Finish | - | HERZ-Brass PRV Diaphragm Type PN16 DN15 | 4702 | HVAC & Plumbing | Diaphragm Pressure Reducing Valve | DN15 | Brass | -
Viking | Fire Protection and Detection Systems | VK-FC-073 | Flexible Coupling . Red . DN 65 . 73,0mm Epoxy Finish | 292 | Fire Fighting & Detection | Grooved Couplings & Fittings | DN65 | Ductile Iron Epoxy Finish | - | HERZ-Brass PRV Diaphragm Type PN16 DN32 | 11485 | HVAC & Plumbing | Diaphragm Pressure Reducing Valve | DN32 | Brass | -
Viking | Fire Protection and Detection Systems | VK-FC-089 | Flexible Coupling . Red . DN 80 . 88,9mm Epoxy Finish | 344 | Fire Fighting & Detection | Grooved Couplings & Fittings | DN80 | Ductile Iron Epoxy Finish | - | HERZ-Brass PRV Diaphragm Type PN16 DN40 | 12613 | HVAC & Plumbing | Diaphragm Pressure Reducing Valve | DN40 | Brass | -
Viking | Fire Protection and Detection Systems | VK-FC-114 | Flexible Coupling . Red . DN 100 . 114,3mm Epoxy Finish | 375 | Fire Fighting & Detection | Grooved Couplings & Fittings | DN100 | Ductile Iron Epoxy Finish | - | HERZ-Brass PRV Diaphragm Type PN16 DN50 | 13046 | HVAC & Plumbing | Diaphragm Pressure Reducing Valve | DN50 | Brass | -
Viking | Fire Protection and Detection Systems | VK-FC-168 | Flexible Coupling . Red . DN 150 . 168,3mm Epoxy Finish | 626 | Fire Fighting & Detection | Grooved Couplings & Fittings | DN150 | Ductile Iron Epoxy Finish | - | HERZ-Metering Station, with two test points, DZR Copper, PN 10 DN 15LF | 1035 | HVAC & Plumbing | Fixed Orifice Metering Station | DN15 | DZR Brass | -
Viking | Fire Protection and Detection Systems | VK-FC-219 | Flexible Coupling . Red . DN 200 . 219,1mm Epoxy Finish | 1525 | Fire Fighting & Detection | Grooved Couplings & Fittings | DN200 | Ductile Iron Epoxy Finish | - | HERZ-Metering Station, with two test points, DZR Copper, PN 10 DN 15MF | 1035 | HVAC & Plumbing | Fixed Orifice Metering Station | DN15 | DZR Brass | -
Viking | Fire Protection and Detection Systems | VK-E45-073 | Grooved Elbow 45 · Red · DN65 · 73,0mm Epoxy Finish | 326 | Fire Fighting & Detection | Grooved Couplings & Fittings | DN65 | Ductile Iron Epoxy Finish | - | HERZ-Metering Station, with two test points, DZR Copper, PN 10 DN 25 | 1500 | HVAC & Plumbing | Fixed Orifice Metering Station | DN25 | DZR Brass | -
Viking | Fire Protection and Detection Systems | VK-E45-089 | Grooved Elbow 45 · Red · DN80 · 88,9mm Epoxy Finish | 408 | Fire Fighting & Detection | Grooved Couplings & Fittings | DN80 | Ductile Iron Epoxy Finish | - | HERZ-Metering Station, with two test points, DZR Copper, PN 10 DN 32 | 1908 | HVAC & Plumbing | Fixed Orifice Metering Station | DN32 | DZR Brass | -
Viking | Fire Protection and Detection Systems | VK-E45-114 | Grooved Elbow 45 · Red · DN100 · 114,3mm Epoxy Finish | 564 | Fire Fighting & Detection | Grooved Couplings & Fittings | DN100 | Ductile Iron Epoxy Finish | - | HERZ-Metering Station, with two test points, DZR Copper, PN 10 DN 40 | 2606 | HVAC & Plumbing | Fixed Orifice Metering Station | DN40 | DZR Brass | -
Viking | Fire Protection and Detection Systems | VK-E45-168 | Grooved Elbow 45 · Red · DN150 · 168,3mm Epoxy Finish | 1123 | Fire Fighting & Detection | Grooved Couplings & Fittings | DN150 | Ductile Iron Epoxy Finish | - | HERZ-Metering Station, with two test points, DZR Copper, PN 10 DN 50 | 3067 | HVAC & Plumbing | Fixed Orifice Metering Station | DN50 | DZR Brass | -
Viking | Fire Protection and Detection Systems | VK-E45-219 | Grooved Elbow 45 · Red · DN200 · 219,1mm Epoxy Finish | 2614 | Fire Fighting & Detection | Grooved Couplings & Fittings | DN200 | Ductile Iron Epoxy Finish | - | HERZ ON/OFF Digital Thermostat With Touch Pad 85-260 V AC | 3262 | HVAC & Plumbing | ON/OFF Room Tempreature Thermostats | - | - | -
Viking | Fire Protection and Detection Systems | VK-E90-073 | Grooved Elbow 90 · Red · DN65 · 73,0mm Epoxy Finish | 357 | Fire Fighting & Detection | Grooved Couplings & Fittings | DN65 | Ductile Iron Epoxy Finish | - | HERZ-Cast Iron Gate Valve PN16 DN150 | 25267 | HVAC & Plumbing | Gate Valve - NRS | DN150 | Cast Iron | -
Viking | Fire Protection and Detection Systems | VK-E90-089 | Grooved Elbow 90 · Red · DN80 · 88,9mm Epoxy Finish | 451 | Fire Fighting & Detection | Grooved Couplings & Fittings | DN80 | Ductile Iron Epoxy Finish | - | HERZ-Cast Iron Gate Valve PN16 DN200 | 64093 | HVAC & Plumbing | Gate Valve - NRS | DN200 | Cast Iron | -
Viking | Fire Protection and Detection Systems | VK-E90-114 | Grooved Elbow 90 · Red · DN100 · 114,3mm Epoxy Finish | 580 | Fire Fighting & Detection | Grooved Couplings & Fittings | DN100 | Ductile Iron Epoxy Finish | - | HERZ-Cast Iron Gate Valve PN16 DN400 | 237146 | HVAC & Plumbing | Gate Valve - NRS | DN400 | Cast Iron | -
Viking | Fire Protection and Detection Systems | VK-E90-168 | Grooved Elbow 90 · Red · DN150 · 168,3mm Epoxy Finish | 1169 | Fire Fighting & Detection | Grooved Couplings & Fittings | DN150 | Ductile Iron Epoxy Finish | - | HERZ-Cast Iron Gate Valve PN16 DN500 | 478959 | HVAC & Plumbing | Gate Valve - NRS | DN500 | Cast Iron | -
Viking | Fire Protection and Detection Systems | VK-E90-219 | Grooved Elbow 90 · Red · DN200 · 219,1mm Epoxy Finish | 2708 | Fire Fighting & Detection | Grooved Couplings & Fittings | DN200 | Ductile Iron Epoxy Finish | - | HERZ-Cast Iron Y-Strainer PN16 DN65 | 11600 | HVAC & Plumbing | Y-Type Strainer | DN65 | Cast Iron | -
Viking | Fire Protection and Detection Systems | VK-MTG-114073 | Mech T Grooved · Red · DN100-65 · 114,3-73,0mm Epoxy Finish | 676 | Fire Fighting & Detection | Grooved Couplings & Fittings | DN100-65 | Ductile Iron Epoxy Finish | - | HERZ-Ductile Iron Y-Strainer PN16 DN65 | 9994 | HVAC & Plumbing | Y-Type Strainer | DN65 | Ductile Iron | -
Viking | Fire Protection and Detection Systems | VK-MTG2-114089 | Mech T Grooved · Red · DN100-80 · 114,3-88,9mm Epoxy Finish | 699 | Fire Fighting & Detection | Grooved Couplings & Fittings | DN100-80 | Ductile Iron Epoxy Finish | - | HERZ-Ductile Iron Y-Strainer PN16 DN80 | 11766 | HVAC & Plumbing | Y-Type Strainer | DN80 | Ductile Iron | -
Viking | Fire Protection and Detection Systems | VK-MTG-168073 | Mech T Grooved · Red · DN150-65 · 168,3-73,0mm Epoxy Finish | 914 | Fire Fighting & Detection | Grooved Couplings & Fittings | DN150-65 | Ductile Iron Epoxy Finish | - | HERZ-Ductile Iron Y-Strainer PN16 DN100 | 15302 | HVAC & Plumbing | Y-Type Strainer | DN100 | Ductile Iron | -
Viking | Fire Protection and Detection Systems | VK-MTG2-168089 | Mech T Grooved · Red · DN150-80 · 168,3-88,9mm Epoxy Finish | 914 | Fire Fighting & Detection | Grooved Couplings & Fittings | DN150-80 | Ductile Iron Epoxy Finish | - | HERZ-Ductile Iron Y-Strainer PN16 DN125 | 22165 | HVAC & Plumbing | Y-Type Strainer | DN125 | Ductile Iron | -
Viking | Fire Protection and Detection Systems | VK-MTG-219073 | Mech T Grooved · Red · DN200-65 · 219,1-73,0mm Epoxy Finish | 1507 | Fire Fighting & Detection | Grooved Couplings & Fittings | DN200-65 | Ductile Iron Epoxy Finish | - | HERZ-Ductile Iron Y-Strainer PN16 DN150 | 28903 | HVAC & Plumbing | Y-Type Strainer | DN150 | Ductile Iron | -
Viking | Fire Protection and Detection Systems | VK-MTG2-219089 | Mech T Grooved · Red · DN200-80 · 219,1-88,9mm Epoxy Finish | 1534 | Fire Fighting & Detection | Grooved Couplings & Fittings | DN200-80 | Ductile Iron Epoxy Finish | - | HERZ-Ductile Iron Y-Strainer PN16 DN200 | 44316 | HVAC & Plumbing | Y-Type Strainer | DN200 | Ductile Iron | -
Viking | Fire Protection and Detection Systems | VK-MTG2-219114 | Mech T Grooved · Red · DN200-100 · 219,1-114,3mm Epoxy Finish | 1596 | Fire Fighting & Detection | Grooved Couplings & Fittings | DN200-100 | Ductile Iron Epoxy Finish | - | HERZ-Ductile Iron Y-Strainer PN16 DN250 | 73125 | HVAC & Plumbing | Y-Type Strainer | DN250 | Ductile Iron | -
Viking | Fire Protection and Detection Systems | VK-MTT-073027N | Mech T Threaded · Red · DN65-20 · 73,0-26,7mm - NPT Epoxy Finish | 311 | Fire Fighting & Detection | Grooved Couplings & Fittings | DN65-20 | Ductile Iron Epoxy Finish | - | HERZ-Cast Iron VODRV PN16 DN80 | 18886 | HVAC & Plumbing | Variable Orifice Double Regulating Valve | DN80 | Cast Iron | -
Viking | Fire Protection and Detection Systems | VK-MTT-073034N | Mech T Threaded · Red · DN65-25 · 73,0-33,7mm - NPT Epoxy Finish | 311 | Fire Fighting & Detection | Grooved Couplings & Fittings | DN65-25 | Ductile Iron Epoxy Finish | - | HERZ-Cast Iron VODRV PN16 DN100 | 28656 | HVAC & Plumbing | Variable Orifice Double Regulating Valve | DN100 | Cast Iron | -
Viking | Fire Protection and Detection Systems | VK-MTT-073042N | Mech T Threaded · Red · DN65-32 · 73,0-42,4mm - NPT Epoxy Finish | 321 | Fire Fighting & Detection | Grooved Couplings & Fittings | DN65-32 | Ductile Iron Epoxy Finish | - | HERZ-Cast Iron VODRV PN16 DN125 | 40575 | HVAC & Plumbing | Variable Orifice Double Regulating Valve | DN125 | Cast Iron | -
Viking | Fire Protection and Detection Systems | VK-MTT-073048N | Mech T Threaded · Red · DN65-40 · 73,0-48,3mm - NPT Epoxy Finish | 329 | Fire Fighting & Detection | Grooved Couplings & Fittings | DN65-40 | Ductile Iron Epoxy Finish | - | HERZ-Cast Iron VODRV PN16 DN150 | 56975 | HVAC & Plumbing | Variable Orifice Double Regulating Valve | DN150 | Cast Iron | -
Viking | Fire Protection and Detection Systems | VK-MTT-089021N | Mech T Threaded · Red · DN80-15 · 88,9-21,3mm - NPT Epoxy Finish | 492 | Fire Fighting & Detection | Grooved Couplings & Fittings | DN80-15 | Ductile Iron Epoxy Finish | - | HERZ-Cast Iron VODRV PN16 DN50 | 25655 | HVAC & Plumbing | Variable Orifice Double Regulating Valve | DN50 | Cast Iron | -
Viking | Fire Protection and Detection Systems | VK-MTT-089027N | Mech T Threaded · Red · DN80-20 · 88,9-26,7mm - NPT Epoxy Finish | 492 | Fire Fighting & Detection | Grooved Couplings & Fittings | DN80-20 | Ductile Iron Epoxy Finish | - | HERZ-Cast Iron VODRV PN16 DN65 | 27599 | HVAC & Plumbing | Variable Orifice Double Regulating Valve | DN65 | Cast Iron | -
Viking | Fire Protection and Detection Systems | VK-MTT-089034N | Mech T Threaded · Red · DN80-25 · 88,9-33,7mm - NPT Epoxy Finish | 361 | Fire Fighting & Detection | Grooved Couplings & Fittings | DN80-25 | Ductile Iron Epoxy Finish | - | HERZ-Cast Iron VODRV PN16 DN80 | 30026 | HVAC & Plumbing | Variable Orifice Double Regulating Valve | DN80 | Cast Iron | -
Viking | Fire Protection and Detection Systems | VK-MTT-089042N | Mech T Threaded · Red · DN80-32 · 88,9-42,4mm - NPT Epoxy Finish | 384 | Fire Fighting & Detection | Grooved Couplings & Fittings | DN80-32 | Ductile Iron Epoxy Finish | - | HERZ-Cast Iron VODRV PN16 DN100 | 41775 | HVAC & Plumbing | Variable Orifice Double Regulating Valve | DN100 | Cast Iron | -
Viking | Fire Protection and Detection Systems | VK-MTT-089048N | Mech T Threaded · Red · DN80-40 · 88,9-48,3mm - NPT Epoxy Finish | 418 | Fire Fighting & Detection | Grooved Couplings & Fittings | DN80-40 | Ductile Iron Epoxy Finish | - | HERZ-Cast Iron VODRV PN16 DN125 | 64468 | HVAC & Plumbing | Variable Orifice Double Regulating Valve | DN125 | Cast Iron | -
Viking | Fire Protection and Detection Systems | VK-MTT-089060N | Mech T Threaded · Red · DN80-50 · 88,9-60,3mm - NPT Epoxy Finish | 454 | Fire Fighting & Detection | Grooved Couplings & Fittings | DN80-50 | Ductile Iron Epoxy Finish | - | HERZ-Cast Iron VODRV PN16 DN150 | 78010 | HVAC & Plumbing | Variable Orifice Double Regulating Valve | DN150 | Cast Iron | -
Viking | Fire Protection and Detection Systems | VK-MTT-114021N | Mech T Threaded · Red · DN100-15 · 114,3-21,3mm - NPT Epoxy Finish | 630 | Fire Fighting & Detection | Grooved Couplings & Fittings | DN100-15 | Ductile Iron Epoxy Finish | - | HERZ-Cast Iron VODRV PN16 DN200 | 127041 | HVAC & Plumbing | Variable Orifice Double Regulating Valve | DN200 | Cast Iron | -
Viking | Fire Protection and Detection Systems | VK-MTT-114027N | Mech T Threaded · Red · DN100-20 · 114,3-26,7mm - NPT Epoxy Finish | 630 | Fire Fighting & Detection | Grooved Couplings & Fittings | DN100-20 | Ductile Iron Epoxy Finish | - | HERZ-Cast Iron VODRV PN16 DN250 | 173972 | HVAC & Plumbing | Variable Orifice Double Regulating Valve | DN250 | Cast Iron | -
Viking | Fire Protection and Detection Systems | VK-MTT-114034N | Mech T Threaded · Red · DN100-25 · 114,3-33,7mm - NPT Epoxy Finish | 461 | Fire Fighting & Detection | Grooved Couplings & Fittings | DN100-25 | Ductile Iron Epoxy Finish | - | HERZ-Cast Iron VODRV PN16 DN300 | 238967 | HVAC & Plumbing | Variable Orifice Double Regulating Valve | DN300 | Cast Iron | -
Viking | Fire Protection and Detection Systems | VK-MTT-114042N | Mech T Threaded · Red · DN100-32 · 114,3-42,4mm - NPT Epoxy Finish | 488 | Fire Fighting & Detection | Grooved Couplings & Fittings | DN100-32 | Ductile Iron Epoxy Finish | - | HERZ-Cast Iron VODRV PN16 DN350 | 434381 | HVAC & Plumbing | Variable Orifice Double Regulating Valve | DN350 | Cast Iron | -
Viking | Fire Protection and Detection Systems | VK-MTT-114048N | Mech T Threaded · Red · DN100-40 · 114,3-48,3mm - NPT Epoxy Finish | 520 | Fire Fighting & Detection | Grooved Couplings & Fittings | DN100-40 | Ductile Iron Epoxy Finish | - | HERZ-Cast Iron VODRV PN16 DN400 | 476876 | HVAC & Plumbing | Variable Orifice Double Regulating Valve | DN400 | Cast Iron | -
Viking | Fire Protection and Detection Systems | VK-MTT-114060N | Mech T Threaded · Red · DN100-50 · 114,3-60,3mm - NPT Epoxy Finish | 520 | Fire Fighting & Detection | Grooved Couplings & Fittings | DN100-50 | Ductile Iron Epoxy Finish | - | HERZ-Cast Iron VODRV PN16 DN500 | 990356 | HVAC & Plumbing | Variable Orifice Double Regulating Valve | DN500 | Cast Iron | -
Viking | Fire Protection and Detection Systems | VK-MTT2-168034N | Mech T Threaded · Red · DN150-25 · 168,3-33,7mm - NPT Epoxy Finish | 678 | Fire Fighting & Detection | Grooved Couplings & Fittings | DN150-25 | Ductile Iron Epoxy Finish | - | HERZ-Ductile Iron VODRV PN25 DN65 | 18941 | HVAC & Plumbing | Variable Orifice Double Regulating Valve | DN65 | Ductile Iron | -
Viking | Fire Protection and Detection Systems | VK-MTT-168042N | Mech T Threaded · Red · DN150-32 · 168,3-42,4mm - NPT Epoxy Finish | 724 | Fire Fighting & Detection | Grooved Couplings & Fittings | DN150-32 | Ductile Iron Epoxy Finish | - | HERZ-Ductile Iron VODRV PN25 DN80 | 22839 | HVAC & Plumbing | Variable Orifice Double Regulating Valve | DN80 | Ductile Iron | -
Viking | Fire Protection and Detection Systems | VK-MTT-168048N | Mech T Threaded · Red · DN150-40 · 168,3-48,3mm - NPT Epoxy Finish | 724 | Fire Fighting & Detection | Grooved Couplings & Fittings | DN150-40 | Ductile Iron Epoxy Finish | - | HERZ-Ductile Iron VODRV PN25 DN100 | 35530 | HVAC & Plumbing | Variable Orifice Double Regulating Valve | DN100 | Ductile Iron | -
Viking | Fire Protection and Detection Systems | VK-MTT-168060N | Mech T Threaded · Red · DN150-50 · 168,3-60,3mm - NPT Epoxy Finish | 752 | Fire Fighting & Detection | Grooved Couplings & Fittings | DN150-50 | Ductile Iron Epoxy Finish | - | HERZ-Ductile Iron VODRV PN25 DN125 | 49210 | HVAC & Plumbing | Variable Orifice Double Regulating Valve | DN125 | Ductile Iron | -
Viking | Fire Protection and Detection Systems | VK-MTT2-219060N | Mech T Threaded · Red · DN200-50 · 219,1-60,3mm - NPT Epoxy Finish | 1229 | Fire Fighting & Detection | Grooved Couplings & Fittings | DN200-50 | Ductile Iron Epoxy Finish | - | Herz Cast Iron Two Way Valve KVS 65 PN16 DN65 | 55204 | HVAC & Plumbing | 2 - Way Globe Control Valve | DN65 | Cast Iron | -
Viking | Fire Protection and Detection Systems | VK-ET-073 | Grooved Equal T · Red · DN65 · 73,0mm Epoxy Finish | 520 | Fire Fighting & Detection | Grooved Couplings & Fittings | DN65 | Ductile Iron Epoxy Finish | - | HERZ-Cast Iron PICV PN16 DN125 HF | 171880 | HVAC & Plumbing | Pressure Independent Balancing & Control Valve | DN125 | Cast Iron | -
Viking | Fire Protection and Detection Systems | VK-ET-089 | Grooved Equal T · Red · DN80 · 88,9mm Epoxy Finish | 653 | Fire Fighting & Detection | Grooved Couplings & Fittings | DN80 | Ductile Iron Epoxy Finish | - | HERZ-Cast Iron PICV PN16 DN150 | 181132 | HVAC & Plumbing | Pressure Independent Balancing & Control Valve | DN150 | Cast Iron | -
Viking | Fire Protection and Detection Systems | VK-ET-114 | Grooved Equal T · Red · DN100 · 114,3mm Epoxy Finish | 852 | Fire Fighting & Detection | Grooved Couplings & Fittings | DN100 | Ductile Iron Epoxy Finish | - | HERZ-Cast Iron PICV PN16 DN150 HF | 183517 | HVAC & Plumbing | Pressure Independent Balancing & Control Valve | DN150 | Cast Iron | -
Viking | Fire Protection and Detection Systems | VK-ET-168 | Grooved Equal T · Red · DN150 · 168,3mm Epoxy Finish | 1858 | Fire Fighting & Detection | Grooved Couplings & Fittings | DN150 | Ductile Iron Epoxy Finish | - | HERZ-Cast Iron PICV PN16 DN200 | 781826 | HVAC & Plumbing | Pressure Independent Balancing & Control Valve | DN200 | Cast Iron | -
Viking | Fire Protection and Detection Systems | VK-ET-219 | Grooved Equal T · Red · DN200 · 219,1mm Epoxy Finish | 4422 | Fire Fighting & Detection | Grooved Couplings & Fittings | DN200 | Ductile Iron Epoxy Finish | - | HERZ-Cast Iron PICV PN16 DN200 HF | 796745 | HVAC & Plumbing | Pressure Independent Balancing & Control Valve | DN200 | Cast Iron | -
Viking | Fire Protection and Detection Systems | VK-RTG-073060 | Grooved Reducing T · Red · DN65-50 · 73,0-60,3mm Epoxy Finish | 413 | Fire Fighting & Detection | Grooved Couplings & Fittings | DN65-50 | Ductile Iron Epoxy Finish | - | HERZ-Differential Pressure Controllers, Flanged Version PN16 DN 150, 50-150 Kpa, Kvs 270. | 161138 | HVAC & Plumbing | Differencial Pressure Control Valve | DN150 | Cast Iron | -
Viking | Fire Protection and Detection Systems | VK-RTG-089073 | Grooved Reducing T · Red · DN80-65 · 88,9-73,0mm Epoxy Finish | 676 | Fire Fighting & Detection | Grooved Couplings & Fittings | DN80-65 | Ductile Iron Epoxy Finish | - | HERZ-Differential Pressure Controllers, Flanged Version PN16 DN 200, 50-150 Kpa. | 500661 | HVAC & Plumbing | Differencial Pressure Control Valve | DN200 | Cast Iron | -
Viking | Fire Protection and Detection Systems | VK-RTG-114073 | Grooved Reducing T · Red · DN100-65 · 114,3-73,0mm Epoxy Finish | 913 | Fire Fighting & Detection | Grooved Couplings & Fittings | DN100-65 | Ductile Iron Epoxy Finish | - | HERZ-Cast Iron Globe Valve PN16 DN25 | 6944 | HVAC & Plumbing | Non Rising Stem Globe Valve | DN25 | Cast Iron | -
Viking | Fire Protection and Detection Systems | VK-RTG-114089 | Grooved Reducing T · Red · DN100-80 · 114,3-88,9mm Epoxy Finish | 808 | Fire Fighting & Detection | Grooved Couplings & Fittings | DN100-80 | Ductile Iron Epoxy Finish | - | HERZ-Cast Iron Globe Valve PN16 DN40 | 10946 | HVAC & Plumbing | Non Rising Stem Globe Valve | DN40 | Cast Iron | -
Viking | Fire Protection and Detection Systems | VK-RTG-168089 | Grooved Reducing T · Red · DN150-80 · 168,3-88,9mm Epoxy Finish | 1424 | Fire Fighting & Detection | Grooved Couplings & Fittings | DN150-80 | Ductile Iron Epoxy Finish | - | HERZ-Cast Iron Globe Valve PN16 DN50 | 15648 | HVAC & Plumbing | Non Rising Stem Globe Valve | DN50 | Cast Iron | -
Viking | Fire Protection and Detection Systems | VK-RTG-168114 | Grooved Reducing T · Red · DN150-100 · 168,3-114,3mm Epoxy Finish | 1580 | Fire Fighting & Detection | Grooved Couplings & Fittings | DN150-100 | Ductile Iron Epoxy Finish | - | HERZ-Cast Iron Globe Valve PN16 DN65 | 22102 | HVAC & Plumbing | Non Rising Stem Globe Valve | DN65 | Cast Iron | -
Viking | Fire Protection and Detection Systems | VK-RTG-219114 | Grooved Reducing T · Red · DN200-100 · 219,1-114,3mm Epoxy Finish | 4085 | Fire Fighting & Detection | Grooved Couplings & Fittings | DN200-100 | Ductile Iron Epoxy Finish | - | HERZ-Cast Iron Swing Check Valve PN16 DN65 | 13721 | HVAC & Plumbing | Swing Check Valve | DN65 | Cast Iron | -
Viking | Fire Protection and Detection Systems | VK-RTT-073034N | Threaded Reducing T · Red · DN65-25 · 73,0-33,7mm - NPT Epoxy Finish | 428 | Fire Fighting & Detection | Grooved Couplings & Fittings | DN65-25 | Ductile Iron Epoxy Finish | - | HERZ-Cast Iron Double Door Wafer Check Valve PN16 DN250 | 20562 | HVAC & Plumbing | Double Door Wafer Check Valve | DN250 | Cast Iron | -
Viking | Fire Protection and Detection Systems | VK-RTT-073042N | Threaded Reducing T · Red · DN65-32 · 73,0-42,4mm - NPT Epoxy Finish | 428 | Fire Fighting & Detection | Grooved Couplings & Fittings | DN65-32 | Ductile Iron Epoxy Finish | - | HERZ-Cast Iron Double Door Wafer Check Valve PN16 DN300 | 28892 | HVAC & Plumbing | Double Door Wafer Check Valve | DN300 | Cast Iron | -
Viking | Fire Protection and Detection Systems | VK-RTT-073048N | Threaded Reducing T · Red · DN65-40 · 73,0-48,3mm - NPT Epoxy Finish | 428 | Fire Fighting & Detection | Grooved Couplings & Fittings | DN65-40 | Ductile Iron Epoxy Finish | - | HERZ-Cast Iron Double Door Wafer Check Valve PN16 DN350 | 44401 | HVAC & Plumbing | Double Door Wafer Check Valve | DN350 | Cast Iron | -
Viking | Fire Protection and Detection Systems | VK-RTT-073060N | Threaded Reducing T · Red · DN65-50 · 73,0-60,3mm - NPT Epoxy Finish | 465 | Fire Fighting & Detection | Grooved Couplings & Fittings | DN65-50 | Ductile Iron Epoxy Finish | - | HERZ-Cast Iron Double Door Wafer Check Valve PN16 DN400 | 60907 | HVAC & Plumbing | Double Door Wafer Check Valve | DN400 | Cast Iron | -
Viking | Fire Protection and Detection Systems | VK-RTT-089034N | Threaded Reducing T · Red · DN80-25 · 88,9-33,7mm - NPT Epoxy Finish | 487 | Fire Fighting & Detection | Grooved Couplings & Fittings | DN80-25 | Ductile Iron Epoxy Finish | - | HERZ-Cast Iron Double Door Wafer Check Valve PN16 DN450 | 80733 | HVAC & Plumbing | Double Door Wafer Check Valve | DN450 | Cast Iron | -
Viking | Fire Protection and Detection Systems | VK-RTT-089042N | Threaded Reducing T · Red · DN80-32 · 88,9-42,4mm - NPT Epoxy Finish | 487 | Fire Fighting & Detection | Grooved Couplings & Fittings | DN80-32 | Ductile Iron Epoxy Finish | - | HERZ-Cast Iron Double Door Wafer Check Valve PN16 DN500 | 109601 | HVAC & Plumbing | Double Door Wafer Check Valve | DN500 | Cast Iron | -
Viking | Fire Protection and Detection Systems | VK-RTT-089048N | Threaded Reducing T · Red · DN80-40 · 88,9-48,3mm - NPT Epoxy Finish | 487 | Fire Fighting & Detection | Grooved Couplings & Fittings | DN80-40 | Ductile Iron Epoxy Finish | - | HERZ-Cast Iron Double Door Wafer Check Valve PN16 DN600 | 175128 | HVAC & Plumbing | Double Door Wafer Check Valve | DN600 | Cast Iron | -
Viking | Fire Protection and Detection Systems | VK-RTT-089060N | Threaded Reducing T · Red · DN80-50 · 88,9-60,3mm - NPT Epoxy Finish | 487 | Fire Fighting & Detection | Grooved Couplings & Fittings | DN80-50 | Ductile Iron Epoxy Finish | - | HERZ-Cast Iron Wafer Lever OP. BFV PN10/PN16 DN65 | 2842 | HVAC & Plumbing | Wafer Type Butterfly Valve | DN65 | Cast Iron | -
Viking | Fire Protection and Detection Systems | VK-RTT-114034N | Threaded Reducing T · Red · DN100-25 · 114,3-33,7mm - NPT Epoxy Finish | 798 | Fire Fighting & Detection | Grooved Couplings & Fittings | DN100-25 | Ductile Iron Epoxy Finish | - | HERZ-Cast Iron Wafer Lever OP. BFV PN10/PN16 DN80 | 3345 | HVAC & Plumbing | Wafer Type Butterfly Valve | DN80 | Cast Iron | -
Viking | Fire Protection and Detection Systems | VK-RTT-114042N | Threaded Reducing T · Red · DN100-32 · 114,3-42,4mm - NPT Epoxy Finish | 798 | Fire Fighting & Detection | Grooved Couplings & Fittings | DN100-32 | Ductile Iron Epoxy Finish | - | HERZ-Cast Iron Wafer Lever OP. BFV PN10/PN16 DN100 | 4738 | HVAC & Plumbing | Wafer Type Butterfly Valve | DN100 | Cast Iron | -
Viking | Fire Protection and Detection Systems | VK-RTT-114048N | Threaded Reducing T · Red · DN100-40 · 114,3-48,3mm - NPT Epoxy Finish | 798 | Fire Fighting & Detection | Grooved Couplings & Fittings | DN100-40 | Ductile Iron Epoxy Finish | - | HERZ-Cast Iron Wafer Lever OP. BFV PN10/PN16 DN125 | 6527 | HVAC & Plumbing | Wafer Type Butterfly Valve | DN125 | Cast Iron | -
Viking | Fire Protection and Detection Systems | VK-RTT-114060N | Threaded Reducing T · Red · DN100-50 · 114,3-60,3mm - NPT Epoxy Finish | 798 | Fire Fighting & Detection | Grooved Couplings & Fittings | DN100-50 | Ductile Iron Epoxy Finish | - | HERZ-Cast Iron Wafer Lever OP. BFV PN10/PN16 DN150 | 8463 | HVAC & Plumbing | Wafer Type Butterfly Valve | DN150 | Cast Iron | -
Viking | Fire Protection and Detection Systems | VK-RTT-168034N | Threaded Reducing T · Red · DN150-25 · 168,3-33,7mm - NPT Epoxy Finish | 1529 | Fire Fighting & Detection | Grooved Couplings & Fittings | DN150-25 | Ductile Iron Epoxy Finish | - | HERZ-Cast Iron Wafer Gear OP. BFV PN10/PN16 DN65 | 4316 | HVAC & Plumbing | Wafer Type Butterfly Valve | DN65 | Cast Iron | -
Viking | Fire Protection and Detection Systems | VK-RTT-168042N | Threaded Reducing T · Red · DN150-32 · 168,3-42,4mm - NPT Epoxy Finish | 1529 | Fire Fighting & Detection | Grooved Couplings & Fittings | DN150-32 | Ductile Iron Epoxy Finish | - | HERZ-Cast Iron Wafer Gear OP. BFV PN10/PN16 DN80 | 4818 | HVAC & Plumbing | Wafer Type Butterfly Valve | DN80 | Cast Iron | -
Viking | Fire Protection and Detection Systems | VK-RTT-168048N | Threaded Reducing T · Red · DN150-40 · 168,3-48,3mm - NPT Epoxy Finish | 1529 | Fire Fighting & Detection | Grooved Couplings & Fittings | DN150-40 | Ductile Iron Epoxy Finish | - | HERZ-Cast Iron Wafer Gear OP. BFV PN10/PN16 DN100 | 6211 | HVAC & Plumbing | Wafer Type Butterfly Valve | DN100 | Cast Iron | -
Viking | Fire Protection and Detection Systems | VK-RTT-168060N | Threaded Reducing T · Red · DN150-50 · 168,3-60,3mm - NPT Epoxy Finish | 1629 | Fire Fighting & Detection | Grooved Couplings & Fittings | DN150-50 | Ductile Iron Epoxy Finish | - | HERZ-Cast Iron Wafer Gear OP. BFV PN10/PN16 DN125 | 8000 | HVAC & Plumbing | Wafer Type Butterfly Valve | DN125 | Cast Iron | -
Viking | Fire Protection and Detection Systems | VK-FAP-114 | Flange Adapter PN16, UL/FM, 300PSI, DN100 Epoxy Finish | 837 | Fire Fighting & Detection | Grooved Couplings & Fittings | DN100 | Ductile Iron Epoxy Finish | - | HERZ-Cast Iron Wafer Gear OP. BFV PN16 DN500 | 140406 | HVAC & Plumbing | Wafer Type Butterfly Valve | DN500 | Cast Iron | -
Viking | Fire Protection and Detection Systems | VK-FAP-168 | Flange Adapter PN16, UL/FM, 300PSI, DN150 Epoxy Finish | 1255 | Fire Fighting & Detection | Grooved Couplings & Fittings | DN150 | Ductile Iron Epoxy Finish | - | HERZ-Cast Iron Wafer Gear OP. BFV PN16 DN600 | 215469 | HVAC & Plumbing | Wafer Type Butterfly Valve | DN600 | Cast Iron | -
Viking | Fire Protection and Detection Systems | VK-CRG-073060 | Grooved Eccentric Reducer UL/FM 232 PSI to 500 PSI, DN65x50 Epoxy Finish | 214 | Fire Fighting & Detection | Grooved Couplings & Fittings | DN65x50 | Ductile Iron Epoxy Finish | - | HERZ-Cast Iron Lug Type Gear OP. BFV PN16 DN450 | 114149 | HVAC & Plumbing | Lug Type Butterfly Valve | DN450 | Cast Iron | -
Viking | Fire Protection and Detection Systems | VK-CRG-089073 | Grooved Eccentric Reducer UL/FM 232 PSI to 500 PSI, DN80x65 Epoxy Finish | 271 | Fire Fighting & Detection | Grooved Couplings & Fittings | DN80x65 | Ductile Iron Epoxy Finish | - | HERZ-Cast Iron Lug Type Gear OP. BFV PN16 DN500 | 153419 | HVAC & Plumbing | Lug Type Butterfly Valve | DN500 | Cast Iron | -
Viking | Fire Protection and Detection Systems | VK-CRG-114073 | Grooved Eccentric Reducer UL/FM 232 PSI to 500 PSI, DN100x65 Epoxy Finish | 372 | Fire Fighting & Detection | Grooved Couplings & Fittings | DN100x65 | Ductile Iron Epoxy Finish | - | HERZ-Cast Iron Lug Type Gear OP. BFV PN16 DN600 | 238430 | HVAC & Plumbing | Lug Type Butterfly Valve | DN600 | Cast Iron | -
Viking | Fire Protection and Detection Systems | VK-CRG-114089 | Grooved Eccentric Reducer UL/FM 232 PSI to 500 PSI, DN100x80 Epoxy Finish | 372 | Fire Fighting & Detection | Grooved Couplings & Fittings | DN100x80 | Ductile Iron Epoxy Finish | - | HERZ-Cast Iron Lug Type Gear OP. BFV PN16 DN700 | 405593 | HVAC & Plumbing | Lug Type Butterfly Valve | DN700 | Cast Iron | -
Viking | Fire Protection and Detection Systems | VK-CRG-168073 | Grooved Eccentric Reducer UL/FM 232 PSI to 500 PSI, DN150x65 Epoxy Finish | 683 | Fire Fighting & Detection | Grooved Couplings & Fittings | DN150x65 | Ductile Iron Epoxy Finish | - | HERZ-Cast Iron Lug Type Gear OP. BFV PN16 DN800 | 468862 | HVAC & Plumbing | Lug Type Butterfly Valve | DN750 | Cast Iron | -
Viking | Fire Protection and Detection Systems | VK-CRG-168089 | Grooved Eccentric Reducer UL/FM 232 PSI to 500 PSI, DN150x80 Epoxy Finish | 683 | Fire Fighting & Detection | Grooved Couplings & Fittings | DN150x80 | Ductile Iron Epoxy Finish | - | HERZ-Cast Iron Lug Type Gear OP. BFV PN16 DN900 | 807353 | HVAC & Plumbing | Lug Type Butterfly Valve | DN800 | Cast Iron | -
Viking | Fire Protection and Detection Systems | VK-CRG-168114 | Grooved Eccentric Reducer UL/FM 232 PSI to 500 PSI, DN150x100 Epoxy Finish | 683 | Fire Fighting & Detection | Grooved Couplings & Fittings | DN150x100 | Ductile Iron Epoxy Finish | - | HERZ-Cast Iron Lug Type Gear OP. BFV PN16 DN1000 | 1005679 | HVAC & Plumbing | Lug Type Butterfly Valve | DN900 | Cast Iron | -
Viking | Fire Protection and Detection Systems | VK-CRG-219073 | Grooved Eccentric Reducer UL/FM 232 PSI to 500 PSI, DN200x65 Epoxy Finish | 1199 | Fire Fighting & Detection | Grooved Couplings & Fittings | DN200x65 | Ductile Iron Epoxy Finish | - | HERZ-Rubber Bellow Flexible Joint PN16 DN65 | 2427 | HVAC & Plumbing | Rubber Below Flexible Joint | DN65 | EPDM | -
Viking | Fire Protection and Detection Systems | VK-CRG-219089 | Grooved Eccentric Reducer UL/FM 232 PSI to 500 PSI, DN200x80 Epoxy Finish | 1199 | Fire Fighting & Detection | Grooved Couplings & Fittings | DN200x80 | Ductile Iron Epoxy Finish | - | HERZ-Rubber Bellow Flexible Joint PN16 DN80 | 2915 | HVAC & Plumbing | Rubber Below Flexible Joint | DN80 | EPDM | -
Viking | Fire Protection and Detection Systems | VK-CRG-219114 | Grooved Eccentric Reducer UL/FM 232 PSI to 500 PSI, DN200x100 Epoxy Finish | 1199 | Fire Fighting & Detection | Grooved Couplings & Fittings | DN200x100 | Ductile Iron Epoxy Finish | - | HERZ-Rubber Bellow Flexible Joint PN16 DN100 | 3586 | HVAC & Plumbing | Rubber Below Flexible Joint | DN100 | EPDM | -
Viking | Fire Protection and Detection Systems | VK-CRG-219168 | Grooved Eccentric Reducer UL/FM 232 PSI to 500 PSI, DN200x150 Epoxy Finish | 1192 | Fire Fighting & Detection | Grooved Couplings & Fittings | DN200x150 | Ductile Iron Epoxy Finish | - | HERZ-Rubber Bellow Flexible Joint PN16 DN125 | 4368 | HVAC & Plumbing | Rubber Below Flexible Joint | DN125 | EPDM | -
Viking | Fire Protection and Detection Systems | VK-EC-073 | Grooved End Cap UL/FM 300 PSI, DN65 Epoxy Finish | 163 | Fire Fighting & Detection | Grooved Couplings & Fittings | DN65 | Ductile Iron Epoxy Finish | - | HERZ-Rubber Bellow Flexible Joint PN16 DN600 | 63998 | HVAC & Plumbing | Rubber Below Flexible Joint | DN600 | EPDM | -
Viking | Fire Protection and Detection Systems | VK-EC-089 | Grooved End Cap UL/FM 300 PSI, DN80 Epoxy Finish | 183 | Fire Fighting & Detection | Grooved Couplings & Fittings | DN80 | Ductile Iron Epoxy Finish | - | HERZ-Rubber Bellow Flexible Joint PN16 DN700 | 190113 | HVAC & Plumbing | Rubber Below Flexible Joint | DN700 | EPDM | -
Viking | Fire Protection and Detection Systems | VK-EC-114 | Grooved End Cap UL/FM 300 PSI, DN100 Epoxy Finish | 263 | Fire Fighting & Detection | Grooved Couplings & Fittings | DN100 | Ductile Iron Epoxy Finish | - | HERZ-Rubber Bellow Flexible Joint PN16 DN800 | 221799 | HVAC & Plumbing | Rubber Below Flexible Joint | DN800 | EPDM | -
Viking | Fire Protection and Detection Systems | VK-EC-168 | Grooved End Cap UL/FM 300 PSI, DN150 Epoxy Finish | 626 | Fire Fighting & Detection | Grooved Couplings & Fittings | DN150 | Ductile Iron Epoxy Finish | - | HERZ-Rubber Bellow Flexible Joint PN16 DN900 | 308541 | HVAC & Plumbing | Rubber Below Flexible Joint | DN900 | EPDM | -
Viking | Fire Protection and Detection Systems | VK-EC-219 | Grooved End Cap UL/FM 300 PSI, DN200 Epoxy Finish | 999 | Fire Fighting & Detection | Grooved Couplings & Fittings | DN200 | Ductile Iron Epoxy Finish | - | HERZ-Rubber Bellow Flexible Joint PN16 DN1000 | 327417 | HVAC & Plumbing | Rubber Below Flexible Joint | DN1000 | EPDM | -
Viking | Fire Protection and Detection Systems | VK-ECD-073034N | Grooved End Cap - Drilled NPT UL/FM 300 PSI , DN65x25 Epoxy Finish | 275 | Fire Fighting & Detection | Grooved Couplings & Fittings | DN65x25 | Ductile Iron Epoxy Finish | - | HERZ-Ductile Iron Pilot OP. PRV PN16 DN125 | 86480 | HVAC & Plumbing | Pilot Operated Pressure Reducing Valve | DN125 | Ductile Iron | -
Viking | Fire Protection and Detection Systems | VK-ECD-089034N | Grooved End Cap - Drilled NPT UL/FM 300 PSI , DN80x25 Epoxy Finish | 292 | Fire Fighting & Detection | Grooved Couplings & Fittings | DN80x25 | Ductile Iron Epoxy Finish | - | HERZ-Ductile Iron Pilot OP. PRV PN16 DN150 | 114007 | HVAC & Plumbing | Pilot Operated Pressure Reducing Valve | DN150 | Ductile Iron | -
Viking | Fire Protection and Detection Systems | VK-ECD-114034N | Grooved End Cap - Drilled NPT UL/FM 300 PSI , DN100x25 Epoxy Finish | 373 | Fire Fighting & Detection | Grooved Couplings & Fittings | DN100x25 | Ductile Iron Epoxy Finish | - | HERZ-Ductile Iron Pilot OP. PRV PN16 DN300 | 342439 | HVAC & Plumbing | Pilot Operated Pressure Reducing Valve | DN300 | Ductile Iron | -
Viking | Fire Protection and Detection Systems | VK-ECD-168034N | Grooved End Cap - Drilled NPT UL/FM 300 PSI , DN150x25 Epoxy Finish | 735 | Fire Fighting & Detection | Grooved Couplings & Fittings | DN150x25 | Ductile Iron Epoxy Finish | - | HERZ-Flow Measuring Orifice Plate, PN 16 DN 100 | 9466 | HVAC & Plumbing | Flow Measuring Orifice Plate | DN100 | Stainless Steel | -
ETNA | Fire Protection and Detection Systems | EA 65-26-1-37-D48-7/9 | UL Listed / FM Approved End Suction FF Pump Sets (Electric + Diesel + Jocky) Including the UL/FM control panels and the necessary basic accessories 250 GPM, 9 Bar | 3828020 | Fire Fighting & Detection | Fire Fighting Pumps | - | - | 250 GPM | HERZ-Flow Measuring Orifice Plate, PN 16 DN 200 | 28312 | HVAC & Plumbing | Flow Measuring Orifice Plate | DN200 | Stainless Steel | -
ETNA | Fire Protection and Detection Systems | Fuel Tank 300 lt | Fuel Tank 300 lt | 47651 | Fire Fighting & Detection | Fire Fighting Pumps | 300 lt | - | - | HERZ-Flow Measuring Orifice Plate, PN 16 DN 250 | 34901 | HVAC & Plumbing | Flow Measuring Orifice Plate | DN250 | Stainless Steel | -
ETNA | Fire Protection and Detection Systems | EA 80-32-1-55-D62-7/9 | UL Listed / FM Approved End Suction FF Pump Sets (Electric + Diesel + Jocky) Including the UL/FM control panels and the necessary basic accessories 500 GPM, 9 Bar | 4775985 | Fire Fighting & Detection | Fire Fighting Pumps | - | - | 500 GPM | HERZ-Flow Measuring Orifice Plate, PN 16 DN 300 | 50249 | HVAC & Plumbing | Flow Measuring Orifice Plate | DN300 | Stainless Steel | -
ETNA | Fire Protection and Detection Systems | Fuel Tank 450 lt | Fuel Tank 450 lt | 56401 | Fire Fighting & Detection | Fire Fighting Pumps | 450 lt | - | - | HERZ-Flow Measuring Orifice Plate, PN 16 DN 350 | 74516 | HVAC & Plumbing | Flow Measuring Orifice Plate | DN350 | Stainless Steel | -
ETNA | Fire Protection and Detection Systems | EA 100-32-1-75-D95-7/10 | UL Listed / FM Approved End Suction FF Pump Sets (Electric + Diesel + Jocky) Including the UL/FM control panels and the necessary basic accessories 750 GPM, 9 BAR | 5064844 | Fire Fighting & Detection | Fire Fighting Pumps | - | - | 750 GPM | HERZ-Flow Measuring Orifice Plate, PN 16 DN 400 | 94300 | HVAC & Plumbing | Flow Measuring Orifice Plate | DN400 | Stainless Steel | -
ETNA | Fire Protection and Detection Systems | Fuel Tank 560 lt | Fuel Tank 560 lt | 66416 | Fire Fighting & Detection | Fire Fighting Pumps | 560 lt | - | - | HERZ-Flow Measuring Orifice Plate, PN 16 DN 450 | 116132 | HVAC & Plumbing | Flow Measuring Orifice Plate | DN450 | Stainless Steel | -
ETNA | Fire Protection and Detection Systems | EA 100-32-1-112-D137-10/9 | UL Listed / FM Approved End Suction FF Pump Sets (Electric + Diesel + Jocky) Including the UL/FM control panels and the necessary basic accessories 1000 GPM, 10,1 BAR | 5698965 | Fire Fighting & Detection | Fire Fighting Pumps | - | - | 1000 GPM | HERZ-Flow Measuring Orifice Plate, PN 16 DN 500 | 138932 | HVAC & Plumbing | Flow Measuring Orifice Plate | DN500 | Stainless Steel | -
ETNA | Fire Protection and Detection Systems | Fuel Tank 750 lt | Fuel Tank 750 lt | 70317 | Fire Fighting & Detection | Fire Fighting Pumps | 750 lt | - | - | HERZ-Flow Measuring Orifice Plate, PN 16 DN 600 | 203554 | HVAC & Plumbing | Flow Measuring Orifice Plate | DN600 | Stainless Steel | -
ETNA | Fire Protection and Detection Systems | ESC 100-250-1-55-D62-7/9 | UL Listed Split Case FF Pump Sets (Electric + Diesel + Jocky) Including the UL/FM control panels and the necessary basic accessories 500 GPM, 9 Bar | 5001063 | Fire Fighting & Detection | Fire Fighting Pumps | - | - | 500 GPM | HERZ ON/OFF Digital Thermostat. 85-260 V AC -Control 3 Wire Actuator -Control 3 Speed Fan -Upon Reaching Set Piont -Closes Motorised Valve -Fan Still Running | 2241 | HVAC & Plumbing | ON/OFF Room Tempreature Thermostats | - | - | -
ETNA | Fire Protection and Detection Systems | Fuel Tank 450 lt | Fuel Tank 450 lt | 56401 | Fire Fighting & Detection | Fire Fighting Pumps | 450 lt | - | - | HERZ ON/OFF Digital Thermostat. 85-260 V AC -Control 2 Wire Actuator -Control 3 Speed Fan -Upon Reaching Set Piont -Closes Motorised Valve -Closes Fan | 2241 | HVAC & Plumbing | ON/OFF Room Tempreature Thermostats | - | - | -
ETNA | Fire Protection and Detection Systems | ESC 100-250-1-75-D95-7/10 | UL Listed Split Case FF Pump Sets (Electric + Diesel + Jocky) Including the UL/FM control panels and the necessary basic accessories 750 GPM, 9 BAR | 5290028 | Fire Fighting & Detection | Fire Fighting Pumps | - | - | 750 GPM | HERZ ON/OFF Digital Thermostat. 85-260 V AC -Control 3 Wire Actuator -Control 3 Speed Fan -Upon Reaching Set Piont -Closes Motorised Valve -Closes Fan | 2241 | HVAC & Plumbing | ON/OFF Room Tempreature Thermostats | - | - | -
ETNA | Fire Protection and Detection Systems | Fuel Tank 560 lt | Fuel Tank 560 lt | 66416 | Fire Fighting & Detection | Fire Fighting Pumps | 560 lt | - | - | HERZ ON/OFF Digital Thermostat. 85-260 V AC -Control 2 Wire Actuator -Control 3 Speed Fan -Upon Reaching Set Piont -Closes Motorised Valve -Fan Still Running | 2241 | HVAC & Plumbing | ON/OFF Room Tempreature Thermostats | - | - | -
ETNA | Fire Protection and Detection Systems | ESC 125-290-1-112-D137-10/7-1000 | UL Listed Split Case FF Pump Sets (Electric + Diesel + Jocky) Including the UL/FM control panels and the necessary basic accessories 1000 GPM, 9 BAR | 6085024 | Fire Fighting & Detection | Fire Fighting Pumps | - | - | 1000 GPM | HERZ - Motoric [ON-OFF/3-Point] Valve Drive: - Power Supply: 230V AC, 50Hz - Force: 200 N - Stroke: 8.5 mm | 4144 | HVAC & Plumbing | Linear Valve ON/OFF Actuator | - | - | -
ETNA | Fire Protection and Detection Systems | Fuel Tank 750 lt | Fuel Tank 750 lt | 70317 | Fire Fighting & Detection | Fire Fighting Pumps | 750 lt | - | - | HERZ - Motoric [Modulating(0…10V DC)] Valve Drive: - Power Supply: 24V AC/DC, 50Hz - Force: 200 N - Stroke: 8.5 mm, With Stroke Recognition | 4416 | HVAC & Plumbing | Linear Valve Modulating Actuator | - | - | -
ETNA | Fire Protection and Detection Systems | ESC 125-290-1-112-D137-10/7-1250 | UL Listed Split Case FF Pump Sets (Electric + Diesel + Jocky) Including the UL/FM control panels and the necessary basic accessories 1250 GPM, 9 BAR | 6176110 | Fire Fighting & Detection | Fire Fighting Pumps | - | - | 1250 GPM | HERZ - Motoric [Modulating(0…10V DC)] Valve Drive: - Power Supply: 24V AC/DC, 50Hz - Force: 150 N - Stroke: 8.5 mm, With Stroke Recognition - With Feedback Signal & Fail Safe | 6534 | HVAC & Plumbing | Linear Valve Modulating Actuator | - | - | -
ETNA | Fire Protection and Detection Systems | Fuel Tank 750 lt | Fuel Tank 750 lt | 70317 | Fire Fighting & Detection | Fire Fighting Pumps | 750 lt | - | - | HERZ - Thermo-Electric [ON-OFF] Valve Drive: - Power Supply: 24V AC, 50Hz - Force: 100 N - Stroke: 5 mm | 2618 | HVAC & Plumbing | Linear Valve ON/OFF Actuator | - | - | -
ETNA | Fire Protection and Detection Systems | ESC 150-290-1-187-D189-10/9 | UL Listed Split Case FF Pump Sets (Electric + Diesel + Jocky) Including the UL/FM control panels and the necessary basic accessories 1500 GPM, 9 BAR | 7497273 | Fire Fighting & Detection | Fire Fighting Pumps | - | - | 1500 GPM | HERZ - Thermo-Electric [ON-OFF] Valve Drive: - Power Supply: 230V AC, 50Hz - Force: 100 N - Stroke: 5 mm | 1084 | HVAC & Plumbing | Linear Valve ON/OFF Actuator | - | - | -
ETNA | Fire Protection and Detection Systems | Fuel Tank 1000 lt | Fuel Tank 1000 lt | 81808 | Fire Fighting & Detection | Fire Fighting Pumps | 1000 lt | - | - | HERZ - Termo-Electric [Modulating(0…10V DC)] Valve Drive: - Power Supply: 24V AC, 50Hz - Force: 100 N - Stroke: 5 mm | 3949 | HVAC & Plumbing | Linear Valve Modulating Actuator | - | - | -
ETNA | Fire Protection and Detection Systems | ESC 150-290-1-187-D210-15/8 | UL Listed Split Case FF Pump Sets (Electric + Diesel + Jocky) Including the UL/FM control panels and the necessary basic accessories 2000 GPM, 9 BAR | 7655408 | Fire Fighting & Detection | Fire Fighting Pumps | - | - | 2000 GPM | HERZ - Thermo-Electric [Modulating(0…10V DC)] Valve Drive: - Power Supply: 24V AC, 50Hz - Force: 125 N - Stroke: 6.5 mm, With Stroke Recognition | 8709 | HVAC & Plumbing | Linear Valve Modulating Actuator | - | - | -
ETNA | Fire Protection and Detection Systems | Fuel Tank 1500 lt | Fuel Tank 1500 lt | 104579 | Fire Fighting & Detection | Fire Fighting Pumps | 1500 lt | - | - | HERZ - Motoric [Modulating(0…10V DC)/ON-OFF/3-Point] Valve Drive: - Power Supply: 24V AC, 50Hz - Force: 500 N - Stroke: 8 mm, With Stroke Recognition | 19733 | HVAC & Plumbing | Linear Valve Modulating Actuator | - | - | -
HERZ Armaturen Ges.m.b.h | HVAC Valves & Control | 1460015 | HerzConnect-4 FCU Kit DN 40 : •PICV •Isolation Valves + Bypass •Strainer + Drain Valve | 56905 | HVAC & Plumbing | FCU Valve Hookup Kit | - | - | - | HERZ - Motoric [ON-OFF/3-Point] Valve Drive: - Power Supply: 230V AC, 50Hz - Force: 500 N - Stroke: 8 mm, With Stroke Recognition | 21398 | HVAC & Plumbing | Linear Valve ON/OFF Actuator | - | - | -
HERZ Armaturen Ges.m.b.h | HVAC Valves & Control | RPC | RPC Kit For Modulating Operation | 61897 | HVAC & Plumbing | RPC | - | - | - | HERZ - Motoric [ON-OFF/3-Point] Valve Drive: - Power Supply: 24V AC/DC, 50Hz - Force: 500 N - Stroke: 8 mm, With Stroke Recognition | 21398 | HVAC & Plumbing | Linear Valve ON/OFF Actuator | - | - | -
HERZ Armaturen Ges.m.b.h | HVAC Valves & Control | HBB30015 | Flexible Connector with Braiding, L-30CM, FxF, DN 15 | 382 | HVAC & Plumbing | Briaded Flexible Connectors | DN15 | Stainless Seel | - | HERZ - Quarter Turn [ON-OFF/3-Point] Valve Drive: - Power Supply: 230V AC, 50Hz - Torque: 8 Nm | 7295 | HVAC & Plumbing | Rotary Valve ON/OFF Actuator | - | - | -
HERZ Armaturen Ges.m.b.h | HVAC Valves & Control | HBB30020 | Flexible Connector with Braiding, L-30CM, FxF, DN 20 | 504 | HVAC & Plumbing | Briaded Flexible Connectors | DN20 | Stainless Seel | - | HERZ - Quarter Turn [Modulating(0…10V DC)/ON-OFF/3-Point] Valve Drive: - Power Supply: 24V AC/DC, 50Hz - Torque: 8 Nm | 10603 | HVAC & Plumbing | Rotart Valve Modulating Actuator | - | - | -
HERZ Armaturen Ges.m.b.h | HVAC Valves & Control | HBB30025 | Flexible Connector with Braiding, L-30CM, FxF, DN 25 | 766 | HVAC & Plumbing | Briaded Flexible Connectors | DN25 | Stainless Seel | - | HERZ - Quarter Turn [ON-OFF] Valve Drive: - Power Supply: 230V AC, 50Hz - Torque: 10 Nm | 10926 | HVAC & Plumbing | Rotary Valve ON/OFF Actuator | - | - | -
HERZ Armaturen Ges.m.b.h | HVAC Valves & Control | HBB30032 | Flexible Connector with Braiding, L-30CM, FxF, DN 32 | 1084 | HVAC & Plumbing | Briaded Flexible Connectors | DN32 | Stainless Seel | - | HERZ - Quarter Turn [ON-OFF/3-Point] Valve Drive: - Power Supply: 230V AC, 50Hz - Torque: 10 Nm -With SPDT Auxiliary Switch | 12312 | HVAC & Plumbing | Rotary Valve ON/OFF Actuator | - | - | -
HERZ Armaturen Ges.m.b.h | HVAC Valves & Control | HBB30040 | Flexible Connector with Braiding, L-30CM, FxF, DN 40 | 1462 | HVAC & Plumbing | Briaded Flexible Connectors | DN40 | Stainless Seel | - | HERZ - Quarter Turn [Modulating(0…10V DC)] Valve Drive: - Power Supply: 24V AC/DC, 50Hz - Torque: 10 Nm | 13278 | HVAC & Plumbing | Rotart Valve Modulating Actuator | - | - | -
HERZ Armaturen Ges.m.b.h | HVAC Valves & Control | HBB30050 | Flexible Connector with Braiding, L-30CM, FxF, DN 50 | 1967 | HVAC & Plumbing | Briaded Flexible Connectors | DN50 | Stainless Seel | - | HERZ - Quarter Turn [ON-OFF/3-Point] Valve Drive: - Power Supply: 230V AC, 50Hz - Torque: 5 Nm | 8332 | HVAC & Plumbing | Rotary Valve ON/OFF Actuator | - | - | -
HERZ Armaturen Ges.m.b.h | HVAC Valves & Control | HBB50020 | Flexible Connector with Braiding, Brass Ends, L-50CM, FxF, DN20 | 601 | HVAC & Plumbing | Briaded Flexible Connectors | DN20 | Stainless Seel | - | HERZ - Quarter Turn [ON-OFF/3-Point] Valve Drive: - Power Supply: 230V AC, 50Hz - Torque: 10 Nm | 9822 | HVAC & Plumbing | Rotary Valve ON/OFF Actuator | - | - | -
HERZ Armaturen Ges.m.b.h | HVAC Valves & Control | HBB50025 | Flexible Connector with Braiding, Brass Ends, L-50CM, FxF, DN25 | 912 | HVAC & Plumbing | Briaded Flexible Connectors | DN25 | Stainless Seel | - | HERZ - Quarter Turn [Modulating/ON-OFF/3-Point] Valve Drive: - Power Supply: 24V AC/DC, 50Hz - Torque: 10 Nm - With SUT | 11847 | HVAC & Plumbing | Rotart Valve Modulating Actuator | - | - | -
HERZ Armaturen Ges.m.b.h | HVAC Valves & Control | HBB50032 | Flexible Connector with Braiding, Brass Ends, L-50CM, FxF, DN32 | 1206 | HVAC & Plumbing | Briaded Flexible Connectors | DN32 | Stainless Seel | - | HERZ - Quarter Turn [ON-OFF] Valve Drive: - Power Supply: . 110/220VAC/1Ph/50/60Hz . 380/440/VAC/3Ph/50/60/Hz ±10% . 24VDC - Torque: 100 Nm | 76287 | HVAC & Plumbing | Rotary Valve ON/OFF Actuator | - | - | -
HERZ Armaturen Ges.m.b.h | HVAC Valves & Control | HBB50040 | Flexible Connector with Braiding, Brass Ends, L-50CM, FxF, DN40 | 1956 | HVAC & Plumbing | Briaded Flexible Connectors | DN40 | Stainless Seel | - | HERZ - Quarter Turn [ON-OFF] Valve Drive: - Power Supply: . 110/220VAC/1Ph/50/60Hz . 380/440/VAC/3Ph/50/60/Hz ±10% . 24VDC - Torque: 160 Nm | 83513 | HVAC & Plumbing | Rotary Valve ON/OFF Actuator | - | - | -
HERZ Armaturen Ges.m.b.h | HVAC Valves & Control | HBB50050 | Flexible Connector with Braiding, Brass Ends, L-50CM, FxF, DN50 | 2568 | HVAC & Plumbing | Briaded Flexible Connectors | DN50 | Stainless Seel | - | HERZ - Quarter Turn [ON-OFF] Valve Drive: - Power Supply: . 110/220VAC/1Ph/50/60Hz . 380/440/VAC/3Ph/50/60/Hz ±10% . 24VDC - Torque: 240 Nm | 95559 | HVAC & Plumbing | Rotary Valve ON/OFF Actuator | - | - | -
HERZ Armaturen Ges.m.b.h | HVAC Valves & Control | HBB40020 | Flexible Connector with Braiding, L-40CM, FxF, DN 20 | 573 | HVAC & Plumbing | Briaded Flexible Connectors | DN20 | Stainless Seel | - | HERZ - Quarter Turn [ON-OFF] Valve Drive: - Power Supply: . 110/220VAC/1Ph/50/60Hz . 380/440/VAC/3Ph/50/60/Hz ±10% . 24VDC - Torque: 350 Nm | 104393 | HVAC & Plumbing | Rotary Valve ON/OFF Actuator | - | - | -
HERZ Armaturen Ges.m.b.h | HVAC Valves & Control | HBB40025 | Flexible Connector with Braiding, L-40CM, FxF, DN 25 | 858 | HVAC & Plumbing | Briaded Flexible Connectors | DN25 | Stainless Seel | - | HERZ - Quarter Turn [ON-OFF] Valve Drive: - Power Supply: . 110/220VAC/1Ph/50/60Hz . 380/440/VAC/3Ph/50/60/Hz ±10% . 24VDC - Torque: 500 Nm | 107648 | HVAC & Plumbing | Rotary Valve ON/OFF Actuator | - | - | -
HERZ Armaturen Ges.m.b.h | HVAC Valves & Control | HBB40032 | Flexible Connector with Braiding, L-40CM, FxF, DN 32 | 1204 | HVAC & Plumbing | Briaded Flexible Connectors | DN32 | Stainless Seel | - | HERZ - Quarter Turn [ON-OFF] Valve Drive: - Power Supply: . 110/220VAC/1Ph/50/60Hz . 380/440/VAC/3Ph/50/60/Hz ±10% . 24VDC - Torque: 800 Nm | 144544 | HVAC & Plumbing | Rotary Valve ON/OFF Actuator | - | - | -
HERZ Armaturen Ges.m.b.h | HVAC Valves & Control | HBB40040 | Flexible Connector with Braiding, L-40CM, FxF, DN 40 | 1632 | HVAC & Plumbing | Briaded Flexible Connectors | DN40 | Stainless Seel | - | HERZ - Quarter Turn [ON-OFF] Valve Drive: - Power Supply: . 110/220VAC/1Ph/50/60Hz . 380/440/VAC/3Ph/50/60/Hz ±10% . 24VDC - Torque: 1100 Nm | 162210 | HVAC & Plumbing | Rotary Valve ON/OFF Actuator | - | - | -
HERZ Armaturen Ges.m.b.h | HVAC Valves & Control | HBB40050 | Flexible Connector with Braiding, L-40CM, FxF, DN 50 | 2439 | HVAC & Plumbing | Briaded Flexible Connectors | DN50 | Stainless Seel | - | HERZ - Motoric [Modulating(0…10V DC)] Valve Drive: - Power Supply: 24V AC/DC, 50/60Hz - Force: 500 N - Stroke: 15 mm, With Stroke Recognition - With Feedback Signal | 24050 | HVAC & Plumbing | Linear Valve Modulating Actuator | - | - | -
HERZ Armaturen Ges.m.b.h | HVAC Valves & Control | HBB60020 | Flexible Connector with Braiding, Brass Ends L-60CM, FxF, DN 20 | 639 | HVAC & Plumbing | Briaded Flexible Connectors | DN20 | Stainless Seel | - | HERZ - Motoric [Modulating(0…10V DC)] Valve Drive: - Power Supply: 24V AC/DC, 50/60Hz - Force: 1000 N - Stroke: 20 mm, With Stroke Recognition - With Feedback Signal | 31865 | HVAC & Plumbing | Linear Valve Modulating Actuator | - | - | -
HERZ Armaturen Ges.m.b.h | HVAC Valves & Control | HBB60025 | Flexible Connector with Braiding, Brass Ends, L-60CM, FxF, DN 25 | 993 | HVAC & Plumbing | Briaded Flexible Connectors | DN25 | Stainless Seel | - | HERZ - Motoric [Modulating(0…10V DC)] Valve Drive: - Power Supply: 24V AC/DC, 50/60Hz - Force: 2500 N - Stroke: 40 mm, With Stroke Recognition - With Feedback Signal | 63325 | HVAC & Plumbing | Linear Valve Modulating Actuator | - | - | -
HERZ Armaturen Ges.m.b.h | HVAC Valves & Control | HBB60032 | Flexible Connector with Braiding, Brass Ends, L-60CM, FxF, DN 32 | 1488 | HVAC & Plumbing | Briaded Flexible Connectors | DN32 | Stainless Seel | - | HERZ - Motoric [ON-OFF/3-Point] Valve Drive: - Power Supply: 24V AC/DC, 50/60Hz - Force: 500 N - Stroke: 15 mm, With Stroke Recognition | 29821 | HVAC & Plumbing | Linear Valve ON/OFF Actuator | - | - | -
HERZ Armaturen Ges.m.b.h | HVAC Valves & Control | HBB60040 | Flexible Connector with Braiding, Brass Ends, L-60CM, FxF, DN 40 | 1994 | HVAC & Plumbing | Briaded Flexible Connectors | DN40 | Stainless Seel | - | HERZ - Motoric [ON-OFF/3-Point] Valve Drive: - Power Supply: 24V AC/DC, 50/60Hz - Force: 1000 N - Stroke: 20 mm, With Stroke Recognition | 30584 | HVAC & Plumbing | Linear Valve ON/OFF Actuator | - | - | -
HERZ Armaturen Ges.m.b.h | HVAC Valves & Control | HBB60050 | Flexible Connector with Braiding, Brass Ends, L-60CM, FxF, DN 50 | 2699 | HVAC & Plumbing | Briaded Flexible Connectors | DN50 | Stainless Seel | - | HERZ - Motoric [ON-OFF/3-Point] Valve Drive: - Power Supply: 24V AC/DC, 50/60Hz - Force: 2500 N - Stroke: 40 mm, With Stroke Recognition | 60833 | HVAC & Plumbing | Linear Valve ON/OFF Actuator | - | - | -
HERZ Armaturen Ges.m.b.h | HVAC Valves & Control | HBB10020 | Flexible Connector with Braiding, L-100CM, FxF, DN 20 | 795 | HVAC & Plumbing | Briaded Flexible Connectors | DN20 | Stainless Seel | - | HERZ - Motoric [ON-OFF/3-Point] Valve Drive: - Power Supply: 100...240V AC, 50/60Hz - Force: 500 N - Stroke: 15 mm, With Stroke Recognition | 23242 | HVAC & Plumbing | Linear Valve ON/OFF Actuator | - | - | -
HERZ Armaturen Ges.m.b.h | HVAC Valves & Control | HBB10025 | Flexible Connector with Braiding, L-100CM, FxF, DN 25 | 1182 | HVAC & Plumbing | Briaded Flexible Connectors | DN25 | Stainless Seel | - | HERZ - Motoric [ON-OFF/3-Point] Valve Drive: - Power Supply: 100...240V AC, 50/60Hz - Force: 1000 N - Stroke: 20 mm, With Stroke Recognition | 30584 | HVAC & Plumbing | Linear Valve ON/OFF Actuator | - | - | -
HERZ Armaturen Ges.m.b.h | HVAC Valves & Control | HBB10032 | Flexible Connector with Braiding, L-100CM, FxF, DN 32 | 1775 | HVAC & Plumbing | Briaded Flexible Connectors | DN32 | Stainless Seel | - | HERZ - Motoric [ON-OFF/3-Point] Valve Drive: - Power Supply: 100...240V AC, 50/60Hz - Force: 2500 N - Stroke: 40 mm, With Stroke Recognition | 60833 | HVAC & Plumbing | Linear Valve ON/OFF Actuator | - | - | -
HERZ Armaturen Ges.m.b.h | HVAC Valves & Control | HBB10040 | Flexible Connector with Braiding, L-100CM, FxF, DN 40 | 2555 | HVAC & Plumbing | Briaded Flexible Connectors | DN40 | Stainless Seel | - | HERZ - Motoric [Modulating(0…10V DC/4…20mA)/ON-OFF/3-Point] Valve Drive: - Power Supply: 24V AC/DC, 50Hz - Force: 150 N - Stroke: 8.5 mm, With Stroke Recognition - With Feedback Signal For Flow Control Valves | 58304 | HVAC & Plumbing | Linear Valve Modulating Actuator | - | - | -
HERZ Armaturen Ges.m.b.h | HVAC Valves & Control | HBB10050 | Flexible Connector with Braiding, L-100CM, FxF, DN 50 | 2682 | HVAC & Plumbing | Briaded Flexible Connectors | DN50 | Stainless Seel | - | HERZ - Motoric [Modulating(0…10V DC/4…20mA)/ON-OFF/3-Point] Valve Drive: - Power Supply: 24V AC/DC, 50Hz - Force: 2500 N - Stroke: 49 mm, With Stroke Recognition - With Feedback Signal - For 2-Way & 3-Way Valves | 58304 | HVAC & Plumbing | Linear Valve Modulating Actuator | - | - | -
HERZ Armaturen Ges.m.b.h | HVAC Valves & Control | 1770980 | HERZ - Motoric [ON-OFF/3-Point] Valve Drive: - Power Supply: 24V AC/DC, 50Hz - Force: 200 N - Stroke: 8.5 mm | 4522 | HVAC & Plumbing | Linear Valve Modulating Actuator | - | - | - | HERZ-DZR FT SMART [3 Test Points] PIBCV PN25 DN15 SF | 5584 | HVAC & Plumbing | Pressure Independent Balancing & Control Valve | - | DZR Brass | -
HERZ Armaturen Ges.m.b.h | HVAC Valves & Control | 1770982 | HERZ - Motoric [Modulating(0…10V DC)] Valve Drive: - Power Supply: 24V AC/DC, 50Hz - Force: 200 N - Stroke: 8.5 mm, With Stroke Recognition | 4522 | HVAC & Plumbing | Linear Valve Modulating Actuator | - | - | - | HERZ-DZR FT SMART [3 Test Points] PIBCV PN25 DN20 SF | 5984 | HVAC & Plumbing | Pressure Independent Balancing & Control Valve | - | DZR Brass | -
HERZ Armaturen Ges.m.b.h | HVAC Valves & Control | 1770986 | HERZ - Motoric [Modulating(0…10V DC)] Valve Drive: - Power Supply: 24V AC/DC, 50Hz - Force: 200 N - Stroke: 8.5 mm, With Stroke Recognition - With Feedback Signal | 5102 | HVAC & Plumbing | Linear Valve Modulating Actuator | - | - | - | HERZ-DZR FT SMART [3 Test Points] PIBCV PN25 DN20 HF | 5984 | HVAC & Plumbing | Pressure Independent Balancing & Control Valve | - | DZR Brass | -
HERZ Armaturen Ges.m.b.h | HVAC Valves & Control | 5772208 | HERZ - Motoric [Modulating(0…10V DC)] Valve Drive: - Power Supply: 24V AC/DC, 50Hz - Force: 150 N - Stroke: 8.5 mm, With Stroke Recognition | 4522 | HVAC & Plumbing | Linear Valve Modulating Actuator | - | - | - | HERZ-DZR MT PIBCV PN16 DN25 | 14153 | HVAC & Plumbing | Pressure Independent Balancing & Control Valve | - | DZR Brass | -
HERZ Armaturen Ges.m.b.h | HVAC Valves & Control | 5772246 | HERZ - Motoric [Modulating(0…10V DC)] Valve Drive: - Power Supply: 24V AC/DC, 50Hz - Force: 150 N - Stroke: 8.5 mm, With Stroke Recognition - With Feedback Signal | 4898 | HVAC & Plumbing | Linear Valve Modulating Actuator | - | - | - | HERZ-DZR MT PIBCV PN16 DN32 | 15839 | HVAC & Plumbing | Pressure Independent Balancing & Control Valve | - | DZR Brass | -
HERZ Armaturen Ges.m.b.h | HVAC Valves & Control | 5772248 | HERZ - Motoric [Modulating(0…10V DC)] Valve Drive: - Power Supply: 24V AC/DC, 50Hz - Force: 150 N - Stroke: 8.5 mm, With Stroke Recognition - With Feedback Signal & Fail Safe | 7869 | HVAC & Plumbing | Linear Valve Modulating Actuator | - | - | - | HERZ-DZR MT PIBCV PN16 DN40 | 16815 | HVAC & Plumbing | Pressure Independent Balancing & Control Valve | - | DZR Brass | -
Viking | Fire Protection and Detection Systems | VK-DC-073060 | Grooved Reduced Coupling DN65 x DN50 (2.5"x 2"), UL/FM, 300 PSI, Epoxy Finish. | 413 | Fire Fighting & Detection | Grooved Couplings & Fittings | DN65 x DN50 | Ductile Iron Epoxy Finish | - | HERZ- WRAS Ductile Iron Gate Valve Flanged Ends PN16 DN 350 | 135491 | HVAC & Plumbing | Gate Valve - NRS | DN350 | Ductile Iron | -
Viking | Fire Protection and Detection Systems | VK-DC-089060 | Grooved Reduced Coupling DN80 x DN50 (3"x 2"), UL/FM, 300 PSI, Epoxy Finish. | 574 | Fire Fighting & Detection | Grooved Couplings & Fittings | DN80 x DN50 | Ductile Iron Epoxy Finish | - | HERZ- WRAS Ductile Iron Gate Valve Flanged Ends PN16 DN 400 | 173123 | HVAC & Plumbing | Gate Valve - NRS | DN400 | Ductile Iron | -
Viking | Fire Protection and Detection Systems | VK-DC-089073 | Grooved Reduced Coupling DN80 x DN65 (3"x 2.5"), UL/FM, 300 PSI, Epoxy Finish. | 574 | Fire Fighting & Detection | Grooved Couplings & Fittings | DN80 x DN65 | Ductile Iron Epoxy Finish | - | HERZ- WRAS Ductile Iron Gate Valve Flanged Ends PN16 DN 450 | 247072 | HVAC & Plumbing | Gate Valve - NRS | DN450 | Ductile Iron | -
Viking | Fire Protection and Detection Systems | VK-DC-114060 | Grooved Reduced Coupling DN100 x DN50 (4"x 2"), UL/FM, 300 PSI, Epoxy Finish. | 730 | Fire Fighting & Detection | Grooved Couplings & Fittings | DN100 x DN50 | Ductile Iron Epoxy Finish | - | HERZ- WRAS Ductile Iron Gate Valve Flanged Ends PN16 DN 500 | 344681 | HVAC & Plumbing | Gate Valve - NRS | DN500 | Ductile Iron | -
Viking | Fire Protection and Detection Systems | VK-DC-114073 | Grooved Reduced Coupling DN100 x DN65 (4"x 2.5"), UL/FM, 300 PSI, Epoxy Finish. | 730 | Fire Fighting & Detection | Grooved Couplings & Fittings | DN100 x DN65 | Ductile Iron Epoxy Finish | - | HERZ- WRAS Ductile Iron Gate Valve Flanged Ends PN16 DN 600 | 478354 | HVAC & Plumbing | Gate Valve - NRS | DN600 | Ductile Iron | -
Viking | Fire Protection and Detection Systems | VK-DC-114089 | Grooved Reduced Coupling DN100 x DN80 (4"x 3"), UL/FM, 300 PSI, Epoxy Finish. | 730 | Fire Fighting & Detection | Grooved Couplings & Fittings | DN100 x DN80 | Ductile Iron Epoxy Finish | - | PENDENT SPRINKLER 1/2" 68ºC K80 STANDARD RESP BRASS FM/UL/CE | 270 | Fire Fighting & Detection | Standard Coverage, Standard Response, Pendent Sprinklers | 1/2" | Brass | -
Viking | Fire Protection and Detection Systems | VK-DC-168089 | Grooved Reduced Coupling DN150 x DN80 (6"x 3"), UL/FM, 300 PSI, Epoxy Finish. | 1314 | Fire Fighting & Detection | Grooved Couplings & Fittings | DN150 x DN80 | Ductile Iron Epoxy Finish | - | PENDENT SPRINKLER 1/2" 68ºC K80 STANDARD RESP CHROME FM/UL/CE | 332 | Fire Fighting & Detection | Standard Coverage, Standard Response, Pendent Sprinklers | 1/2" | Brass | -
Viking | Fire Protection and Detection Systems | VK-DC-168114 | Grooved Reduced Coupling DN150 x DN100 (6"x 4"), UL/FM, 300 PSI, Epoxy Finish. | 1314 | Fire Fighting & Detection | Grooved Couplings & Fittings | DN150 x DN100 | Ductile Iron Epoxy Finish | - | PENDENT SPRINKLER 1/2" 68ºC K80 STANDARD RESP WHITE FM/UL/CE | 386 | Fire Fighting & Detection | Standard Coverage, Standard Response, Pendent Sprinklers | 1/2" | Brass | -
Viking | Fire Protection and Detection Systems | VK-DC-219168 | Grooved Reduced Coupling DN200 x DN150 (8"x 6"), UL/FM, 300 PSI, Epoxy Finish. | 2913 | Fire Fighting & Detection | Grooved Couplings & Fittings | DN200 x DN150 | Ductile Iron Epoxy Finish | - | PENDENT SPRINKLER 1/2" 68ºC K80 QUICK RESP BRASS FM/UL/CE | 265 | Fire Fighting & Detection | Standard Coverage, Quick Response, Pendent Sprinklers | 1/2" | Brass | -
Viking | Fire Protection and Detection Systems | VK-SFA-073 | VIKING- Split Flange Adapter, DN65, (2-1/2''), UL/FM, 300 PSI, Epoxy Finish. | 572 | Fire Fighting & Detection | Grooved Couplings & Fittings | DN65 | Ductile Iron Epoxy Finish | - | HSW SPRINKLER 3/4" EXT CV 68ºC K115 QUICK RESP WHITE UL | 667 | Fire Fighting & Detection | Extended Coverage, Quick Response, Sidewall Sprinklers | 3/4" | Brass | -
Viking | Fire Protection and Detection Systems | VK-SFA-089 | VIKING- Split Flange Adapter, DN80, (3''), UL/FM, 300 PSI, Epoxy Finish. | 655 | Fire Fighting & Detection | Grooved Couplings & Fittings | DN80 | Ductile Iron Epoxy Finish | - | PENDENT CONCEALED SPRINKLER EXTENDED COVERAGE 1/2" 68ºC K80 QUICK RESP BRASS UL | 1064 | Fire Fighting & Detection | Extended Coverage, Quick Response, Concealed Pendent Sprinklers | 1/2" | Brass | -
Viking | Fire Protection and Detection Systems | VK-SFA-114 | VIKING- Split Flange Adapter, DN100, (4''), UL/FM, 300 PSI, Epoxy Finish. | 979 | Fire Fighting & Detection | Grooved Couplings & Fittings | DN100 | Ductile Iron Epoxy Finish | - | FLAT THREADED ADJUSTMENT COVERPLATE FOR CONCEALED PENDENT MODEL CGARO304 WHITE 57ºC | 306 | Fire Fighting & Detection | Concealed Sprinkler Cover Plate | - | Brass | -
Viking | Fire Protection and Detection Systems | VK-SFA-168 | VIKING- Split Flange Adapter, DN150, (6''), UL/FM, 300 PSI, Epoxy Finish. | 1334 | Fire Fighting & Detection | Grooved Couplings & Fittings | DN150 | Ductile Iron Epoxy Finish | - | PENDENT CONCEALED SPRINKLER EXT CV 3/4" 68ºC K115 QUICK RESP BRASS UL | 978 | Fire Fighting & Detection | Extended Coverage, Quick Response, Concealed Pendent Sprinklers | 3/4" | Brass | -
Viking | Fire Protection and Detection Systems | VK-SFA-219 | VIKING- Split Flange Adapter, DN200, (8''), UL/FM, 300 PSI, Epoxy Finish. | 2286 | Fire Fighting & Detection | Grooved Couplings & Fittings | DN200 | Ductile Iron Epoxy Finish | - | HSW CONCEALED SPRINKLER EXT CV 1/2" 68ºC K80 QUICK RESP BRASS UL | 877 | Fire Fighting & Detection | Extended Coverage, Quick Response, Concealed Sidewall Sprinklers | 1/2" | Brass | -
Viking | Fire Protection and Detection Systems | VK-CRT-073034N | VIKING- Concentric Reducer - Threaded, DN65 x DN25, (2-1/2" x 1"), UL/FM, 400 PSI, Epoxy Finish. | 196 | Fire Fighting & Detection | Grooved Couplings & Fittings | DN65 x DN25 | Ductile Iron Epoxy Finish | - | 1 PIECE SEMI-FLAT 1/2" ESTUCHEON WHITE P/N EMB1P1540 | 94 | Fire Fighting & Detection | Fire Sprinkler Escutcheons | 1/2" | - | -
Viking | Fire Protection and Detection Systems | VK-CRT-073042N | VIKING- Concentric Reducer - Threaded, DN65 x DN32, (2-1/2" x 1-1/4"), UL/FM, 400 PSI, Epoxy Finish. | 196 | Fire Fighting & Detection | Grooved Couplings & Fittings | DN65 x DN32 | Ductile Iron Epoxy Finish | - | 1 PIECE SEMI-FLAT 1/2" ESTUCHEON CHROME P/N EMB1P1520 | 94 | Fire Fighting & Detection | Fire Sprinkler Escutcheons | 1/2" | - | -
Viking | Fire Protection and Detection Systems | VK-CRT-073048N | VIKING- Concentric Reducer - Threaded, DN65 x DN40, (2-1/2" x 1-1/2"), UL/FM, 400 PSI, Epoxy Finish. | 196 | Fire Fighting & Detection | Grooved Couplings & Fittings | DN65 x DN40 | Ductile Iron Epoxy Finish | - | 2 PIECES RECESSED 1/2" ESTUCHEON WHITE P/N EMB2P1540 | 98 | Fire Fighting & Detection | Fire Sprinkler Escutcheons | 1/2" | - | -
Viking | Fire Protection and Detection Systems | VK-CRT-073060N | VIKING- Concentric Reducer - Threaded, DN65 x DN50, (2-1/2" x 2"), UL/FM, 400 PSI, Epoxy Finish. | 194 | Fire Fighting & Detection | Grooved Couplings & Fittings | DN65 x DN50 | Ductile Iron Epoxy Finish | - | 2 PIECES RECESSED 1/2" ESTUCHEON CHROME P/N EMB2P1520 | 81 | Fire Fighting & Detection | Fire Sprinkler Escutcheons | 1/2" | - | -
Viking | Fire Protection and Detection Systems | VK-CRT-089034N | VIKING- Concentric Reducer - Threaded, DN80 x DN25, (3" x 1"), UL/FM, 300 PSI, Epoxy Finish. | 237 | Fire Fighting & Detection | Grooved Couplings & Fittings | DN80 x DN25 | Ductile Iron Epoxy Finish | - | 1 PIECE SEMI-FLAT 3/4" ESTUCHEON WHITE P/N EMB1P1540 | 94 | Fire Fighting & Detection | Fire Sprinkler Escutcheons | 3/4" | - | -
Viking | Fire Protection and Detection Systems | VK-CRT-089042N | VIKING- Concentric Reducer - Threaded, DN80 x DN32, (3" x 1-1/4"), UL/FM, 300 PSI, Epoxy Finish. | 237 | Fire Fighting & Detection | Grooved Couplings & Fittings | DN80 x DN32 | Ductile Iron Epoxy Finish | - | 1 PIECE SEMI-FLAT 3/4" ESTUCHEON CHROME P/N EMB1P1520 | 94 | Fire Fighting & Detection | Fire Sprinkler Escutcheons | 3/4" | - | -
Viking | Fire Protection and Detection Systems | VK-CRT-089048N | VIKING- Concentric Reducer - Threaded, DN80 x DN40, (3" x 1-1/2"), UL/FM, 300 PSI, Epoxy Finish. | 237 | Fire Fighting & Detection | Grooved Couplings & Fittings | DN80 x DN40 | Ductile Iron Epoxy Finish | - | 2 PIECES RECESSED 3/4" ESTUCHEON WHITE P/N EMB2P1540 | 98 | Fire Fighting & Detection | Fire Sprinkler Escutcheons | 3/4" | - | -
Viking | Fire Protection and Detection Systems | VK-CRT-089060N | VIKING- Concentric Reducer - Threaded, DN80 x DN50, (3" x 2"), UL/FM, 300 PSI, Epoxy Finish. | 237 | Fire Fighting & Detection | Grooved Couplings & Fittings | DN80 x DN50 | Ductile Iron Epoxy Finish | - | 2 PIECES RECESSED 3/4" ESTUCHEON CHROME P/N EMB2P1520 | 81 | Fire Fighting & Detection | Fire Sprinkler Escutcheons | 3/4" | - | -
Viking | Fire Protection and Detection Systems | VK-CRT-114034N | VIKING- Concentric Reducer - Threaded, DN100 x DN25, (4" x 1"), UL/FM, 300 PSI, Epoxy Finish. | 340 | Fire Fighting & Detection | Grooved Couplings & Fittings | DN100 x DN25 | Ductile Iron Epoxy Finish | - | ZINC PLATED WATER SHIELD FOR INTERMEDIATE LEVEL PENDENT 1/2" SPK | 64 | Fire Fighting & Detection | Fire Sprinkler Water Shields | 1/2" | - | -
Viking | Fire Protection and Detection Systems | VK-CRT-114042N | VIKING- Concentric Reducer - Threaded, DN100 x DN32, (4" x 1-1/4"), UL/FM, 300 PSI, Epoxy Finish. | 340 | Fire Fighting & Detection | Grooved Couplings & Fittings | DN100 x DN32 | Ductile Iron Epoxy Finish | - | ZINC PLATED WATER SHIELD FOR INTERMEDIATE LEVEL PENDENT 3/4" SPK | 64 | Fire Fighting & Detection | Fire Sprinkler Water Shields | 3/4" | - | -
Viking | Fire Protection and Detection Systems | VK-CRT-114048N | VIKING- Concentric Reducer - Threaded, DN100 x DN40, (4" x 1-1/2"), UL/FM, 300 PSI, Epoxy Finish. | 340 | Fire Fighting & Detection | Grooved Couplings & Fittings | DN100 x DN40 | Ductile Iron Epoxy Finish | - | 1 PIECE CHROME PLATED SPRINKLER GUARD | 150 | Fire Fighting & Detection | Sprinkler Guards and Water Shields | - | - | -
Viking | Fire Protection and Detection Systems | VK-CRT-114060N | VIKING- Concentric Reducer - Threaded, DN100 x DN50, (4" x 2"), UL/FM, 300 PSI, Epoxy Finish. | 357 | Fire Fighting & Detection | Grooved Couplings & Fittings | DN100 x DN50 | Ductile Iron Epoxy Finish | - | 1 PIECE CHROME SPRINKLER GUARD WITH WATER SHIELD FOR UPRIGHT IN-RACK SPR | 207 | Fire Fighting & Detection | Sprinkler Guards and Water Shields | - | - | -
Viking | Fire Protection and Detection Systems | VK-CRT-168060N | VIKING- Concentric Reducer - Threaded, DN150 x DN50, (6" x 2"), UL/FM, 300 PSI, Epoxy Finish. | 730 | Fire Fighting & Detection | Grooved Couplings & Fittings | DN150 x DN50 | Ductile Iron Epoxy Finish | - | FLEXIBLE CONNECTOR 1.500mm 1/2" - UL | 1200 | Fire Fighting & Detection | Sprinkler Flexible Connectors | 1/2" | Stainless Steel | -
Viking | Fire Protection and Detection Systems | VK-CRT-219060N | VIKING- Concentric Reducer - Threaded, DN200 x DN50, (8" x 2"), UL/FM, 300 PSI, Epoxy Finish. | 1125 | Fire Fighting & Detection | Grooved Couplings & Fittings | DN200 x DN50 | Ductile Iron Epoxy Finish | - | LONG SIDE BRACKET FOR FLEXIBLE CONNECTOR MODEL SBA105 | 130 | Fire Fighting & Detection | Sprinkler Flexible Connectors | - | - | -
Viking | Fire Protection and Detection Systems | VK-CX-073 | VIKING- Equal Cross, DN65, (2-1/2''), UL/FM, 400 PSI, Epoxy Finish. | 785 | Fire Fighting & Detection | Grooved Couplings & Fittings | DN65 | Ductile Iron Epoxy Finish | - | 3/4" REDUCER OUTLET | 175 | Fire Fighting & Detection | Reducers | - | - | -
Viking | Fire Protection and Detection Systems | VK-CX-089 | VIKING- Equal Cross, DN80, (3''), UL/FM, 400 PSI, Epoxy Finish. | 1010 | Fire Fighting & Detection | Grooved Couplings & Fittings | DN80 | Ductile Iron Epoxy Finish | - | FULLY ASEEMBLED WET ALARM FLANGED/FLANGED 3" VERTICAL VARIABLE RETARD UP UL/FM 175psi H2 | 57370 | Fire Fighting & Detection | Wet Alarm Check Valve | 3" | Ductile Iron | -
Viking | Fire Protection and Detection Systems | VK-CX-114 | VIKING- Equal Cross, DN100, (4''), UL/FM, 400 PSI, Epoxy Finish. | 1353 | Fire Fighting & Detection | Grooved Couplings & Fittings | DN100 | Ductile Iron Epoxy Finish | - | FULLY ASEEMBLED WET ALARM FLANGED/FLANGED 4" VERTICAL VARIABLE RETARD UP UL/FM 175psi H2 | 66737 | Fire Fighting & Detection | Wet Alarm Check Valve | 4" | Ductile Iron | -
Viking | Fire Protection and Detection Systems | VK-CX-168 | VIKING- Equal Cross, DN150, (6''), UL/FM, 300 PSI, Epoxy Finish. | 2430 | Fire Fighting & Detection | Grooved Couplings & Fittings | DN150 | Ductile Iron Epoxy Finish | - | FULLY ASEEMBLED WET ALARM FLANGED/FLANGED 6" VERTICAL VARIABLE RETARD UP UL/FM 175psi H2 | 73176 | Fire Fighting & Detection | Wet Alarm Check Valve | 6" | Ductile Iron | -
Viking | Fire Protection and Detection Systems | VK-CX-219 | VIKING- Equal Cross, DN200, (8''), UL/FM, 300 PSI, Epoxy Finish. | 5190 | Fire Fighting & Detection | Grooved Couplings & Fittings | DN200 | Ductile Iron Epoxy Finish | - | FULLY ASEEMBLED WET ALARM FLANGED/FLANGED 8" VERTICAL VARIABLE RETARD UP UL/FM 175psi H2 | 86055 | Fire Fighting & Detection | Wet Alarm Check Valve | 8" | Ductile Iron | -
TACO Comfort Solutions | HVAC Equipment & Accessories | 409-3 | Commercially Rated Brass Vent. 3/4” NPT. 150 PSI. - | 12486 | HVAC & Plumbing | Air Separator Air Vent | 3/4” NPT | - | - | FULLY ASEEMBLED WET ALARM GROOVE/GROOVE 8" VERTICAL VARIABLE RETARD UP UL/FM 175psi H2 | 86055 | Fire Fighting & Detection | Wet Alarm Check Valve | 8" | Ductile Iron | -
TACO Comfort Solutions | HVAC Equipment & Accessories | AC10-125 | In-Line Air Separators Without Strainer. 10". 125 PSI. With Base Ring | 358307 | HVAC & Plumbing | In-Line Air Separators | 10" | - | - | FULLY ASEEMBLED WET ALARM FLANGED/GROOVE 3" VERTICAL VARIABLE RETARD UP UL/FM 175psi H2 | 57370 | Fire Fighting & Detection | Wet Alarm Check Valve | 3" | Ductile Iron | -
TACO Comfort Solutions | HVAC Equipment & Accessories | AC12-125 | In-Line Air Separators Without Strainer. 12". 125 PSI. With Base Ring | 550186 | HVAC & Plumbing | In-Line Air Separators | 12" | - | - | FULLY ASEEMBLED WET ALARM FLANGED/GROOVE 4" VERTICAL VARIABLE RETARD UP UL/FM 175psi H2 | 66737 | Fire Fighting & Detection | Wet Alarm Check Valve | 4" | Ductile Iron | -
TACO Comfort Solutions | HVAC Equipment & Accessories | AC14-125 | In-Line Air Separators Without Strainer. 14". 125 PSI. With Base Ring | 822441 | HVAC & Plumbing | In-Line Air Separators | 14" | - | - | FULLY ASEEMBLED WET ALARM FLANGED/GROOVE 6" VERTICAL VARIABLE RETARD UP UL/FM 175psi H2 | 73176 | Fire Fighting & Detection | Wet Alarm Check Valve | 6" | Ductile Iron | -
TACO Comfort Solutions | HVAC Equipment & Accessories | AC16-125 | In-Line Air Separators Without Strainer. 16". 125 PSI. With Base Ring | 1150356 | HVAC & Plumbing | In-Line Air Separators | 16" | - | - | FULLY ASEEMBLED WET ALARM FLANGED/GROOVE 8" VERTICAL VARIABLE RETARD UP UL/FM 175psi H2 | 86055 | Fire Fighting & Detection | Wet Alarm Check Valve | 8" | Ductile Iron | -
TACO Comfort Solutions | HVAC Equipment & Accessories | AC18-125 | In-Line Air Separators Without Strainer. 18". 125 PSI. With Base Ring | 1498411 | HVAC & Plumbing | In-Line Air Separators | 18" | - | - | WATER MOTOR + GONG UL/FM | 15433 | Fire Fighting & Detection | Water Motor & Gong | - | - | -
TACO Comfort Solutions | HVAC Equipment & Accessories | AC20-125 | In-Line Air Separators Without Strainer. 20". 125 PSI. With Base Ring | 1796482 | HVAC & Plumbing | In-Line Air Separators | 20" | - | - | FULLY ASSEMBLED RISER CHECK 2" + VALVE 2" | 22747 | Fire Fighting & Detection | Grooved Riser Check Valve With Trim | 2" | Ductile Iron | -
TACO Comfort Solutions | HVAC Equipment & Accessories | AC10F-125 | In-Line Air Separators With Strainer. 10". 125 PSI. With Base Ring | 491780 | HVAC & Plumbing | In-Line Air Separators | 10" | - | - | FULLY ASSEMBLED RISER CHECK 2,5" + VALVE 2,5" | 24429 | Fire Fighting & Detection | Grooved Riser Check Valve With Trim | 2,5" | Ductile Iron | -
TACO Comfort Solutions | HVAC Equipment & Accessories | AC12F-125 | In-Line Air Separators With Strainer. 12". 125 PSI. With Base Ring | 822625 | HVAC & Plumbing | In-Line Air Separators | 12" | - | - | FULLY ASSEMBLED RISER CHECK 3" + VALVE 3" | 25330 | Fire Fighting & Detection | Grooved Riser Check Valve With Trim | 3" | Ductile Iron | -
TACO Comfort Solutions | HVAC Equipment & Accessories | AC14F-125 | In-Line Air Separators With Strainer. 14". 125 PSI. With Base Ring | 979716 | HVAC & Plumbing | In-Line Air Separators | 14" | - | - | FULLY ASSEMBLED RISER CHECK 4" + VALVE 4" | 27823 | Fire Fighting & Detection | Grooved Riser Check Valve With Trim | 4" | Ductile Iron | -
TACO Comfort Solutions | HVAC Equipment & Accessories | AC16F-125 | In-Line Air Separators With Strainer. 16". 125 PSI. With Base Ring | 1474426 | HVAC & Plumbing | In-Line Air Separators | 16" | - | - | FULLY ASSEMBLED RISER CHECK 6" + VALVE 6" | 44942 | Fire Fighting & Detection | Grooved Riser Check Valve With Trim | 6" | Ductile Iron | -
TACO Comfort Solutions | HVAC Equipment & Accessories | AC18F-125 | In-Line Air Separators With Strainer. 18". 125 PSI. With Base Ring | 1938560 | HVAC & Plumbing | In-Line Air Separators | 18" | - | - | FULLY ASSEMBLED RISER CHECK 8" + VALVE 8" | 70803 | Fire Fighting & Detection | Grooved Riser Check Valve With Trim | 8" | Ductile Iron | -
TACO Comfort Solutions | HVAC Equipment & Accessories | AC20F-125 | In-Line Air Separators With Strainer. 20". 125 PSI. With Base Ring | 2169071 | HVAC & Plumbing | In-Line Air Separators | 20" | - | - | TEST & DRAIN VALVE THREADED 1" K80 FM&UL A61 | 12484 | Fire Fighting & Detection | Test & Drain Valve | 1" | Brass | -
TACO Comfort Solutions | HVAC Equipment & Accessories | AC10-150 | In-Line Air Separators Without Strainer. 10". 150 PSI. With Base Ring | 445825 | HVAC & Plumbing | In-Line Air Separators | 10" | - | - | TEST & DRAIN VALVE THREADED 1" K115 (8.0) FM&UL A61 | 12484 | Fire Fighting & Detection | Test & Drain Valve | 1" | Brass | -
TACO Comfort Solutions | HVAC Equipment & Accessories | AC12-150 | In-Line Air Separators Without Strainer. 12". 150 PSI. With Base Ring | 680730 | HVAC & Plumbing | In-Line Air Separators | 12" | - | - | TEST & DRAIN VALVE THREADED 1.25" K80 FM&UL A61 | 13595 | Fire Fighting & Detection | Test & Drain Valve | 1.25" | Brass | -
TACO Comfort Solutions | HVAC Equipment & Accessories | AC14-150 | In-Line Air Separators Without Strainer. 14". 150 PSI. With Base Ring | 1015236 | HVAC & Plumbing | In-Line Air Separators | 14" | - | - | TEST & DRAIN VALVE THREADED 1.25" K115 FM&UL A61 | 13595 | Fire Fighting & Detection | Test & Drain Valve | 1.25" | Brass | -
TACO Comfort Solutions | HVAC Equipment & Accessories | AC16-150 | In-Line Air Separators Without Strainer. 16". 150 PSI. With Base Ring | 1410894 | HVAC & Plumbing | In-Line Air Separators | 16" | - | - | TEST & DRAIN VALVE THREADED 1.25" K160 FM&UL A61 | 13595 | Fire Fighting & Detection | Test & Drain Valve | 1.25" | Brass | -
TACO Comfort Solutions | HVAC Equipment & Accessories | AC18-150 | In-Line Air Separators Without Strainer. 18". 150 PSI. With Base Ring | 1837311 | HVAC & Plumbing | In-Line Air Separators | 18" | - | - | TEST & DRAIN VALVE THREADED 1.25" K200 FM&UL A61 | 13595 | Fire Fighting & Detection | Test & Drain Valve | 1.25" | Brass | -
TACO Comfort Solutions | HVAC Equipment & Accessories | AC20-150 | In-Line Air Separators Without Strainer. 20". 150 PSI. With Base Ring | 2203675 | HVAC & Plumbing | In-Line Air Separators | 20" | - | - | TEST & DRAIN VALVE THREADED 2" K80 FM&UL A61 | 19160 | Fire Fighting & Detection | Test & Drain Valve | 2" | Brass | -
TACO Comfort Solutions | HVAC Equipment & Accessories | AC10F-150 | In-Line Air Separators With Strainer. 10". 150 PSI. With Base Ring | 612254 | HVAC & Plumbing | In-Line Air Separators | 10" | - | - | TEST & DRAIN VALVE THREADED 2" K115 FM&UL A61 | 19160 | Fire Fighting & Detection | Test & Drain Valve | 2" | Brass | -
TACO Comfort Solutions | HVAC Equipment & Accessories | AC12F-150 | In-Line Air Separators With Strainer. 12". 150 PSI. With Base Ring | 1017982 | HVAC & Plumbing | In-Line Air Separators | 12" | - | - | TEST & DRAIN VALVE THREADED 2" K160 FM&UL A61 | 19160 | Fire Fighting & Detection | Test & Drain Valve | 2" | Brass | -
TACO Comfort Solutions | HVAC Equipment & Accessories | AC14F-150 | In-Line Air Separators With Strainer. 14". 150 PSI. With Base Ring | 1213523 | HVAC & Plumbing | In-Line Air Separators | 14" | - | - | TEST & DRAIN VALVE THREADED 2" K200 FM&UL A61 | 19160 | Fire Fighting & Detection | Test & Drain Valve | 2" | Brass | -
TACO Comfort Solutions | HVAC Equipment & Accessories | AC16F-150 | In-Line Air Separators With Strainer. 16". 150 PSI. With Base Ring | 1808383 | HVAC & Plumbing | In-Line Air Separators | 16" | - | - | TEST & DRAIN VALVE THREADED 2" K245 FM&UL A61 | 19160 | Fire Fighting & Detection | Test & Drain Valve | 2" | Brass | -
TACO Comfort Solutions | HVAC Equipment & Accessories | AC18F-150 | In-Line Air Separators With Strainer. 18". 150 PSI. With Base Ring | 2376146 | HVAC & Plumbing | In-Line Air Separators | 18" | - | - | TEST & DRAIN VALVE THREADED 2" K320 FM&UL A61 | 19160 | Fire Fighting & Detection | Test & Drain Valve | 2" | Brass | -
TACO Comfort Solutions | HVAC Equipment & Accessories | AC20F-150 | In-Line Air Separators With Strainer. 20". 150 PSI. With Base Ring | 2657373 | HVAC & Plumbing | In-Line Air Separators | 20" | - | - | TEST & DRAIN VALVE THREADED 2" K360 FM&UL A61 | 19160 | Fire Fighting & Detection | Test & Drain Valve | 2" | Brass | -
TACO Comfort Solutions | HVAC Equipment & Accessories | AC03-125R | In-Line Air Separators Without Strainer. 3". 125 PSI. With Base Ring | 90812 | HVAC & Plumbing | In-Line Air Separators | 3" | - | - | WATER/AIR GAUGE 3.5" DIA. 1/4"ABS, 0-300 PSI/KPA UL/FM | 1889 | Fire Fighting & Detection | Bourdon Tube Pressure Gauges - Dry | 3.5" | - | -
TACO Comfort Solutions | HVAC Equipment & Accessories | AC04-125R | In-Line Air Separators Without Strainer. 4". 125 PSI. With Base Ring | 129078 | HVAC & Plumbing | In-Line Air Separators | 4" | - | - | BUTTERFLY VALVE 2" WAFER UL/FM 300psi VMW-300-S | 9015 | Fire Fighting & Detection | Wafer Type Butterfly Valve | 2" | Ductile Iron | -
TACO Comfort Solutions | HVAC Equipment & Accessories | AC05-125R | In-Line Air Separators Without Strainer. 5". 125 PSI. With Base Ring | 168992 | HVAC & Plumbing | In-Line Air Separators | 5" | - | - | BUTTERFLY VALVE 2,5" WAFER UL/FM 300psi VMW-300-S | 9366 | Fire Fighting & Detection | Wafer Type Butterfly Valve | 2,5" | Ductile Iron | -
TACO Comfort Solutions | HVAC Equipment & Accessories | AC06-125R | In-Line Air Separators Without Strainer. 6". 125 PSI. With Base Ring | 191146 | HVAC & Plumbing | In-Line Air Separators | 6" | - | - | BUTTERFLY VALVE 3" WAFER UL/FM 300psi VMW-300-S | 9834 | Fire Fighting & Detection | Wafer Type Butterfly Valve | 3" | Ductile Iron | -
TACO Comfort Solutions | HVAC Equipment & Accessories | AC08-125R | In-Line Air Separators Without Strainer. 8". 125 PSI. With Base Ring | 258157 | HVAC & Plumbing | In-Line Air Separators | 8" | - | - | BUTTERFLY VALVE 4" WAFER UL/FM 300psi VMW-300-S | 11239 | Fire Fighting & Detection | Wafer Type Butterfly Valve | 4" | Ductile Iron | -
TACO Comfort Solutions | HVAC Equipment & Accessories | AC04F-125R | In-Line Air Separators With Strainer. 4". 125 PSI. With Base Ring | 156359 | HVAC & Plumbing | In-Line Air Separators | 4" | - | - | BUTTERFLY VALVE 6" WAFER UL/FM 300psi VMW-300-S | 13581 | Fire Fighting & Detection | Wafer Type Butterfly Valve | 6" | Ductile Iron | -
TACO Comfort Solutions | HVAC Equipment & Accessories | AC05F-125R | In-Line Air Separators With Strainer. 5". 125 PSI. With Base Ring | 191146 | HVAC & Plumbing | In-Line Air Separators | 5" | - | - | BUTTERFLY VALVE 8" WAFER UL/FM 300psi VMW-300-S | 22362 | Fire Fighting & Detection | Wafer Type Butterfly Valve | 8" | Ductile Iron | -
TACO Comfort Solutions | HVAC Equipment & Accessories | AC06F-125R | In-Line Air Separators With Strainer. 6". 125 PSI. With Base Ring | 226482 | HVAC & Plumbing | In-Line Air Separators | 6" | - | - | BUTTERFLY VALVE 10" WAFER UL/FM 300psi VMW-300-S | 24821 | Fire Fighting & Detection | Wafer Type Butterfly Valve | 10" | Ductile Iron | -
TACO Comfort Solutions | HVAC Equipment & Accessories | AC08F-125R | In-Line Air Separators With Strainer. 8". 125 PSI. With Base Ring | 331210 | HVAC & Plumbing | In-Line Air Separators | 8" | - | - | BUTTERFLY VALVE 12" WAFER UL/FM 300psi VMW-300-S | 32548 | Fire Fighting & Detection | Wafer Type Butterfly Valve | 12" | Ductile Iron | -
TACO Comfort Solutions | HVAC Equipment & Accessories | AC03-150R | In-Line Air Separators Without Strainer. 3". 150 PSI. With Base Ring | 109854 | HVAC & Plumbing | In-Line Air Separators | 3" | - | - | BUTTERFLY VALVE 2" GROOVED UL/FM 300psi VMG-300-S | 9015 | Fire Fighting & Detection | Grooved Butterfly Valve | 2" | Ductile Iron | -
TACO Comfort Solutions | HVAC Equipment & Accessories | AC04-150R | In-Line Air Separators Without Strainer. 4". 150 PSI. With Base Ring | 157457 | HVAC & Plumbing | In-Line Air Separators | 4" | - | - | BUTTERFLY VALVE 2,5"(76mm) GROOVED UL/FM 300psi VMG-300-S | 9717 | Fire Fighting & Detection | Grooved Butterfly Valve | 2,5" | Ductile Iron | -
TACO Comfort Solutions | HVAC Equipment & Accessories | AC05-150R | In-Line Air Separators Without Strainer. 5". 150 PSI. With Base Ring | 205793 | HVAC & Plumbing | In-Line Air Separators | 5" | - | - | BUTTERFLY VALVE 2,5"(73mm) GROOVED UL/FM 300psi VMG-300-S | 9717 | Fire Fighting & Detection | Grooved Butterfly Valve | 2,5" | Ductile Iron | -
TACO Comfort Solutions | HVAC Equipment & Accessories | AC06-150R | In-Line Air Separators Without Strainer. 6". 150 PSI. With Base Ring | 237651 | HVAC & Plumbing | In-Line Air Separators | 6" | - | - | BUTTERFLY VALVE 3" GROOVED UL/FM 300psi VMG-300-S | 10069 | Fire Fighting & Detection | Grooved Butterfly Valve | 3" | Ductile Iron | -
TACO Comfort Solutions | HVAC Equipment & Accessories | AC08-150R | In-Line Air Separators Without Strainer. 8". 150 PSI. With Base Ring | 320408 | HVAC & Plumbing | In-Line Air Separators | 8" | - | - | BUTTERFLY VALVE 4" GROOVED UL/FM 300psi VMG-300-S | 11357 | Fire Fighting & Detection | Grooved Butterfly Valve | 4" | Ductile Iron | -
TACO Comfort Solutions | HVAC Equipment & Accessories | AC03F-150R | In-Line Air Separators With Strainer. 3". 150 PSI. With Base Ring | 141345 | HVAC & Plumbing | In-Line Air Separators | 3" | - | - | BUTTERFLY VALVE 6"(168mm) GROOVED UL/FM 300psi VMG-300-S | 15689 | Fire Fighting & Detection | Grooved Butterfly Valve | 6" | Ductile Iron | -
TACO Comfort Solutions | HVAC Equipment & Accessories | AC04F-150R | In-Line Air Separators With Strainer. 4". 150 PSI. With Base Ring | 189132 | HVAC & Plumbing | In-Line Air Separators | 4" | - | - | BUTTERFLY VALVE 8" GROOVED UL/FM 300psi VMG-300-S | 26460 | Fire Fighting & Detection | Grooved Butterfly Valve | 8" | Ductile Iron | -
TACO Comfort Solutions | HVAC Equipment & Accessories | AC05F-150R | In-Line Air Separators With Strainer. 5". 150 PSI. With Base Ring | 236003 | HVAC & Plumbing | In-Line Air Separators | 5" | - | - | BUTTERFLY VALVE 10" GROOVED UL/FM 300psi VMG-300-S | 33953 | Fire Fighting & Detection | Grooved Butterfly Valve | 10" | Ductile Iron | -
TACO Comfort Solutions | HVAC Equipment & Accessories | AC06F-150R | In-Line Air Separators With Strainer. 6". 150 PSI. With Base Ring | 280128 | HVAC & Plumbing | In-Line Air Separators | 6" | - | - | BUTTERFLY VALVE 12" GROOVED UL/FM 300psi VMG-300-S | 42383 | Fire Fighting & Detection | Grooved Butterfly Valve | 12" | Ductile Iron | -
TACO Comfort Solutions | HVAC Equipment & Accessories | AC08F-150R | In-Line Air Separators With Strainer. 8". 150 PSI. With Base Ring | 409939 | HVAC & Plumbing | In-Line Air Separators | 8" | - | - | OS&Y FLANGED GATE VALVE ANSI 2" FM&UL CE 232psi VCOSY232 | 10654 | Fire Fighting & Detection | Gate Valve - OS&Y | 2" | Ductile Iron | -
TACO Comfort Solutions | HVAC Equipment & Accessories | 4905A-125R | 4900 Series Air Separators. 5". 125 PSI. With Base Ring | 169358 | HVAC & Plumbing | Micro-Bubble Air & Dirt Separator | 5" | - | - | OS&Y FLANGED GATE VALVE ANSI 2,5" FM&UL CE 232psi VCOSY232 | 11942 | Fire Fighting & Detection | Gate Valve - OS&Y | 2,5" | Ductile Iron | -
TACO Comfort Solutions | HVAC Equipment & Accessories | 4905AG-125R | 4900 Series Air Separators. 5". 125 PSI. With Base Ring | 169358 | HVAC & Plumbing | Micro-Bubble Air & Dirt Separator | 5" | - | - | OS&Y FLANGED GATE VALVE ANSI 3" FM&UL CE 232psi VCOSY232 | 12879 | Fire Fighting & Detection | Gate Valve - OS&Y | 3" | Ductile Iron | -
TACO Comfort Solutions | HVAC Equipment & Accessories | 4906A-125R | 4900 Series Air Separators. 6". 125 PSI. With Base Ring | 214948 | HVAC & Plumbing | Micro-Bubble Air & Dirt Separator | 6" | - | - | OS&Y FLANGED GATE VALVE ANSI 4" FM&UL CE 232psi VCOSY232 | 15080 | Fire Fighting & Detection | Gate Valve - OS&Y | 4" | Ductile Iron | -
TACO Comfort Solutions | HVAC Equipment & Accessories | 4906AG-125R | 4900 Series Air Separators. 6". 125 PSI. With Base Ring | 214948 | HVAC & Plumbing | Micro-Bubble Air & Dirt Separator | 6" | - | - | OS&Y FLANGED GATE VALVE ANSI 6" FM&UL CE 232psi VCOSY232 | 29395 | Fire Fighting & Detection | Gate Valve - OS&Y | 6" | Ductile Iron | -
TACO Comfort Solutions | HVAC Equipment & Accessories | 4908A-125R | 4900 Series Air Separators. 8". 125 PSI. With Base Ring | 334139 | HVAC & Plumbing | Micro-Bubble Air & Dirt Separator | 8" | - | - | OS&Y FLANGED GATE VALVE ANSI 8" FM&UL CE 232psi VCOSY232 | 41096 | Fire Fighting & Detection | Gate Valve - OS&Y | 8" | Ductile Iron | -
TACO Comfort Solutions | HVAC Equipment & Accessories | 4908AG-125R | 4900 Series Air Separators. 8". 125 PSI. With Base Ring | 334139 | HVAC & Plumbing | Micro-Bubble Air & Dirt Separator | 8" | - | - | OS&Y FLANGED GATE VALVE ANSI 10" FM&UL CE 232psi VCOSY232 | 80904 | Fire Fighting & Detection | Gate Valve - OS&Y | 10" | Ductile Iron | -
TACO Comfort Solutions | HVAC Equipment & Accessories | 4910A-125R | 4900 Series Air Separators. 10". 125 PSI. With Base Ring | 374419 | HVAC & Plumbing | Micro-Bubble Air & Dirt Separator | 10" | - | - | OS&Y FLANGED GATE VALVE ANSI 12" FM&UL CE 300psi VCOSY232 (12" ANSI only 300psi) | 191957 | Fire Fighting & Detection | Gate Valve - OS&Y | 12" | Ductile Iron | -
TACO Comfort Solutions | HVAC Equipment & Accessories | 4910AG-125R | 4900 Series Air Separators. 10". 125 PSI. With Base Ring | 374419 | HVAC & Plumbing | Micro-Bubble Air & Dirt Separator | 10" | - | - | OS&Y FLANGED GATE VALVE ANSI 14" FM&UL CE 232psi VCOSY232 | 196698 | Fire Fighting & Detection | Gate Valve - OS&Y | 14" | Ductile Iron | -
TACO Comfort Solutions | HVAC Equipment & Accessories | 4912A-125R | 4900 Series Air Separators. 12". 125 PSI. With Base Ring | 439050 | HVAC & Plumbing | Micro-Bubble Air & Dirt Separator | 12" | - | - | NRS GATE VALVES ANSI FLANGED. HANDWHEEL OPERATED. WITH POSITION INDICATOR 2" FM/UL/CE 232psi | 10537 | Fire Fighting & Detection | Gate Valve - NRS | 2" | Ductile Iron | -
TACO Comfort Solutions | HVAC Equipment & Accessories | 4912AG-125R | 4900 Series Air Separators. 12". 125 PSI. With Base Ring | 439050 | HVAC & Plumbing | Micro-Bubble Air & Dirt Separator | 12" | - | - | NRS GATE VALVES ANSI FLANGED. HANDWHEEL OPERATED. WITH POSITION INDICATOR 2,5" FM/UL/CE 232psi | 11357 | Fire Fighting & Detection | Gate Valve - NRS | 2,5" | Ductile Iron | -
TACO Comfort Solutions | HVAC Equipment & Accessories | 4914A-125R | 4900 Series Air Separators. 14". 125 PSI. With Base Ring | 742614 | HVAC & Plumbing | Micro-Bubble Air & Dirt Separator | 14" | - | - | NRS GATE VALVES ANSI FLANGED. HANDWHEEL OPERATED. WITH POSITION INDICATOR 3" FM/UL/CE 232psi | 12996 | Fire Fighting & Detection | Gate Valve - NRS | 3" | Ductile Iron | -
TACO Comfort Solutions | HVAC Equipment & Accessories | 4914AG-125R | 4900 Series Air Separators. 14". 125 PSI. With Base Ring | 742614 | HVAC & Plumbing | Micro-Bubble Air & Dirt Separator | 14" | - | - | NRS GATE VALVES ANSI FLANGED. HANDWHEEL OPERATED. WITH POSITION INDICATOR 4" FM/UL/CE 232psi | 16274 | Fire Fighting & Detection | Gate Valve - NRS | 4" | Ductile Iron | -
TACO Comfort Solutions | HVAC Equipment & Accessories | 4916A-125R | 4900 Series Air Separators. 16". 125 PSI. With Base Ring | 792415 | HVAC & Plumbing | Micro-Bubble Air & Dirt Separator | 16" | - | - | NRS GATE VALVES ANSI FLANGED. HANDWHEEL OPERATED. WITH POSITION INDICATOR 6" FM/UL/CE 232psi | 29153 | Fire Fighting & Detection | Gate Valve - NRS | 6" | Ductile Iron | -
TACO Comfort Solutions | HVAC Equipment & Accessories | 4916AG-125R | 4900 Series Air Separators. 16". 125 PSI. With Base Ring | 792415 | HVAC & Plumbing | Micro-Bubble Air & Dirt Separator | 16" | - | - | NRS GATE VALVES ANSI FLANGED. HANDWHEEL OPERATED. WITH POSITION INDICATOR 8" FM/UL/CE 232psi | 37466 | Fire Fighting & Detection | Gate Valve - NRS | 8" | Ductile Iron | -
TACO Comfort Solutions | HVAC Equipment & Accessories | 4905AD-125R | 4900 Series Air & Dirt Separators. 5". 125 PSI. With Base Ring | 207624 | HVAC & Plumbing | Micro-Bubble Air & Dirt Separator | 5" | - | - | NRS GATE VALVES ANSI FLANGED. HANDWHEEL OPERATED. WITH POSITION INDICATOR 10" FM/UL/CE 232psi | 65097 | Fire Fighting & Detection | Gate Valve - NRS | 10" | Ductile Iron | -
TACO Comfort Solutions | HVAC Equipment & Accessories | 4905ADG-125R | 4900 Series Air & Dirt Separators. 5". 125 PSI. With Base Ring | 207624 | HVAC & Plumbing | Micro-Bubble Air & Dirt Separator | 5" | - | - | NRS GATE VALVES PN16 FLANGED. HANDWHEEL OPERATED. WITH POSITION INDICATOR 12" FM/UL/CE 232psi | 99051 | Fire Fighting & Detection | Gate Valve - NRS | 12" | Ductile Iron | -
TACO Comfort Solutions | HVAC Equipment & Accessories | 4906AD-125R | 4900 Series Air & Dirt Separators. 6". 125 PSI. With Base Ring | 249918 | HVAC & Plumbing | Micro-Bubble Air & Dirt Separator | 6" | - | - | NRS GATE VALVES ANSI FLANGED FOR INDICATOR POST 4" FM/UL/CE 232psi | 20840 | Fire Fighting & Detection | Gate Valve For Indicator Post | 4" | Ductile Iron | -
TACO Comfort Solutions | HVAC Equipment & Accessories | 4906ADG-125R | 4900 Series Air & Dirt Separators. 6". 125 PSI. With Base Ring | 249918 | HVAC & Plumbing | Micro-Bubble Air & Dirt Separator | 6" | - | - | NRS GATE VALVES ANSI FLANGED FOR INDICATOR POST 6" FM/UL/CE 232psi | 33368 | Fire Fighting & Detection | Gate Valve For Indicator Post | 6" | Ductile Iron | -
TACO Comfort Solutions | HVAC Equipment & Accessories | 4908AD-125R | 4900 Series Air & Dirt Separators. 8". 125 PSI. With Base Ring | 407925 | HVAC & Plumbing | Micro-Bubble Air & Dirt Separator | 8" | - | - | NRS GATE VALVES ANSI FLANGED FOR INDICATOR POST 8" FM/UL/CE 232psi | 44257 | Fire Fighting & Detection | Gate Valve For Indicator Post | 8" | Ductile Iron | -
TACO Comfort Solutions | HVAC Equipment & Accessories | 4908ADG-125R | 4900 Series Air & Dirt Separators. 8". 125 PSI. With Base Ring | 407925 | HVAC & Plumbing | Micro-Bubble Air & Dirt Separator | 8" | - | - | NRS GATE VALVES ANSI FLANGED FOR INDICATOR POST 10" FM/UL/CE 232psi | 71771 | Fire Fighting & Detection | Gate Valve For Indicator Post | 10" | Ductile Iron | -
TACO Comfort Solutions | HVAC Equipment & Accessories | 4910AD-125R | 4900 Series Air & Dirt Separators. 10". 125 PSI. With Base Ring | 442346 | HVAC & Plumbing | Micro-Bubble Air & Dirt Separator | 10" | - | - | NRS GATE VALVES ANSI FLANGED FOR INDICATOR POST 12" FM/UL/CE 300psi (12" ANSI only 300psi) | 138038 | Fire Fighting & Detection | Gate Valve For Indicator Post | 12" | Ductile Iron | -
TACO Comfort Solutions | HVAC Equipment & Accessories | 4910ADG-125R | 4900 Series Air & Dirt Separators. 10". 125 PSI. With Base Ring | 442346 | HVAC & Plumbing | Micro-Bubble Air & Dirt Separator | 10" | - | - | MODEL PIP HORIZONTAL INDICATOR POST FM&UL FOR GATE VALVES | 26577 | Fire Fighting & Detection | Horizontal Post Indicator | - | Ductile Iron | -
TACO Comfort Solutions | HVAC Equipment & Accessories | 4912AD-125R | 4900 Series Air & Dirt Separators. 12". 125 PSI. With Base Ring | 465965 | HVAC & Plumbing | Micro-Bubble Air & Dirt Separator | 12" | - | - | MODEL PIV VERTICAL INDICATOR POST FM&UL FOR GATE VALVES | 53623 | Fire Fighting & Detection | Vertical Post Indicator | - | Ductile Iron | -
TACO Comfort Solutions | HVAC Equipment & Accessories | 4912ADG-125R | 4900 Series Air & Dirt Separators. 12". 125 PSI. With Base Ring | 465965 | HVAC & Plumbing | Micro-Bubble Air & Dirt Separator | 12" | - | - | CHECK VALVE GROOVED 2" FM&UL 300psi VR-300-G | 6463 | Fire Fighting & Detection | Grooved Swing Check Valve | 2" | Ductile Iron | -
TACO Comfort Solutions | HVAC Equipment & Accessories | 4914AD-125R | 4900 Series Air & Dirt Separators. 14". 125 PSI. With Base Ring | 760740 | HVAC & Plumbing | Micro-Bubble Air & Dirt Separator | 14" | - | - | CHECK VALVE GROOVED 2,5" FM&UL 300psi VR-300-G | 6600 | Fire Fighting & Detection | Grooved Swing Check Valve | 2,5" | Ductile Iron | -
TACO Comfort Solutions | HVAC Equipment & Accessories | 4914ADG-125R | 4900 Series Air & Dirt Separators. 14". 125 PSI. With Base Ring | 760740 | HVAC & Plumbing | Micro-Bubble Air & Dirt Separator | 14" | - | - | CHECK VALVE GROOVED 3" FM&UL 300psi VR-300-G | 7562 | Fire Fighting & Detection | Grooved Swing Check Valve | 3" | Ductile Iron | -
TACO Comfort Solutions | HVAC Equipment & Accessories | 4916AD-125R | 4900 Series Air & Dirt Separators. 16". 125 PSI. With Base Ring | 864918 | HVAC & Plumbing | Micro-Bubble Air & Dirt Separator | 16" | - | - | CHECK VALVE GROOVED 4" FM&UL 300psi VR-300-G | 8598 | Fire Fighting & Detection | Grooved Swing Check Valve | 4" | Ductile Iron | -
TACO Comfort Solutions | HVAC Equipment & Accessories | 4916ADG-125R | 4900 Series Air & Dirt Separators. 16". 125 PSI. With Base Ring | 864918 | HVAC & Plumbing | Micro-Bubble Air & Dirt Separator | 16" | - | - | CHECK VALVE GROOVED 6" (168) FM&UL 300psi VR-300-G | 16557 | Fire Fighting & Detection | Grooved Swing Check Valve | 6" | Ductile Iron | -
TACO Comfort Solutions | HVAC Equipment & Accessories | 4905ADM-125R | 4900 Series Air & Dirt Separators. 5". 125 PSI. With Base Ring + Switchable On/Off Magnet | 266213 | HVAC & Plumbing | Micro-Bubble Air & Dirt Separator | 5" | - | - | CHECK VALVE GROOVED 8" FM&UL 300psi VR-300-G | 24127 | Fire Fighting & Detection | Grooved Swing Check Valve | 8" | Ductile Iron | -
TACO Comfort Solutions | HVAC Equipment & Accessories | 4905ADGM-125R | 4900 Series Air & Dirt Separators. 5". 125 PSI. With Base Ring + Switchable On/Off Magnet | 266213 | HVAC & Plumbing | Micro-Bubble Air & Dirt Separator | 5" | - | - | CHECK VALVE GROOVED 10" FM&UL 300psi VR-300-G | 49641 | Fire Fighting & Detection | Grooved Swing Check Valve | 10" | Ductile Iron | -
TACO Comfort Solutions | HVAC Equipment & Accessories | 4906ADM-125R | 4900 Series Air & Dirt Separators. 6". 125 PSI. With Base Ring + Switchable On/Off Magnet | 308507 | HVAC & Plumbing | Micro-Bubble Air & Dirt Separator | 6" | - | - | CHECK VALVE GROOVED 12" FM&UL 300psi VR-300-G | 70955 | Fire Fighting & Detection | Grooved Swing Check Valve | 12" | Ductile Iron | -
TACO Comfort Solutions | HVAC Equipment & Accessories | 4906ADGM-125R | 4900 Series Air & Dirt Separators. 6". 125 PSI. With Base Ring + Switchable On/Off Magnet | 308507 | HVAC & Plumbing | Micro-Bubble Air & Dirt Separator | 6" | - | - | CHECK VALVE WAFER 2" CE PN16 | 2113 | Fire Fighting & Detection | Double Door Wafer Check Valve | 2" | Ductile Iron | -
TACO Comfort Solutions | HVAC Equipment & Accessories | 4908ADM-125R | 4900 Series Air & Dirt Separators. 8". 125 PSI. With Base Ring + Switchable On/Off Magnet | 466514 | HVAC & Plumbing | Micro-Bubble Air & Dirt Separator | 8" | - | - | CHECK VALVE WAFER 2,5" CE PN16 | 2600 | Fire Fighting & Detection | Double Door Wafer Check Valve | 2,5" | Ductile Iron | -
TACO Comfort Solutions | HVAC Equipment & Accessories | 4908ADGM-125R | 4900 Series Air & Dirt Separators. 8". 125 PSI. With Base Ring + Switchable On/Off Magnet | 466514 | HVAC & Plumbing | Micro-Bubble Air & Dirt Separator | 8" | - | - | CHECK VALVE WAFER 3" CE PN16 | 3249 | Fire Fighting & Detection | Double Door Wafer Check Valve | 3" | Ductile Iron | -
TACO Comfort Solutions | HVAC Equipment & Accessories | 4910ADM-125R | 4900 Series Air & Dirt Separators. 10". 125 PSI. With Base Ring + Switchable On/Off Magnet | 500935 | HVAC & Plumbing | Micro-Bubble Air & Dirt Separator | 10" | - | - | CHECK VALVE WAFER 4" CE PN16 | 4388 | Fire Fighting & Detection | Double Door Wafer Check Valve | 4" | Ductile Iron | -
TACO Comfort Solutions | HVAC Equipment & Accessories | 4910ADGM-125R | 4900 Series Air & Dirt Separators. 10". 125 PSI. With Base Ring + Switchable On/Off Magnet | 500935 | HVAC & Plumbing | Micro-Bubble Air & Dirt Separator | 10" | - | - | CHECK VALVE WAFER 6" CE PN16 | 7638 | Fire Fighting & Detection | Double Door Wafer Check Valve | 6" | Ductile Iron | -
TACO Comfort Solutions | HVAC Equipment & Accessories | 4912ADM-125R | 4900 Series Air & Dirt Separators. 12". 125 PSI. With Base Ring + Switchable On/Off Magnet | 524553 | HVAC & Plumbing | Micro-Bubble Air & Dirt Separator | 12" | - | - | CHECK VALVE WAFER 8" CE PN16 | 10589 | Fire Fighting & Detection | Double Door Wafer Check Valve | 8" | Ductile Iron | -
TACO Comfort Solutions | HVAC Equipment & Accessories | 4912ADGM-125R | 4900 Series Air & Dirt Separators. 12". 125 PSI. With Base Ring + Switchable On/Off Magnet | 524553 | HVAC & Plumbing | Micro-Bubble Air & Dirt Separator | 12" | - | - | CHECK VALVE WAFER 10" CE PN16 | 16500 | Fire Fighting & Detection | Double Door Wafer Check Valve | 10" | Ductile Iron | -
TACO Comfort Solutions | HVAC Equipment & Accessories | 4914ADM-125R | 4900 Series Air & Dirt Separators. 14". 125 PSI. With Base Ring + Switchable On/Off Magnet | 819329 | HVAC & Plumbing | Micro-Bubble Air & Dirt Separator | 14" | - | - | CHECK VALVE WAFER 12" CE PN16 | 23514 | Fire Fighting & Detection | Double Door Wafer Check Valve | 12" | Ductile Iron | -
TACO Comfort Solutions | HVAC Equipment & Accessories | 4914ADGM-125R | 4900 Series Air & Dirt Separators. 14". 125 PSI. With Base Ring + Switchable On/Off Magnet | 819329 | HVAC & Plumbing | Micro-Bubble Air & Dirt Separator | 14" | - | - | ESP AG 3500 | 281599 | Ecology Systems | Electrostatic Precipitators | - | - | -
TACO Comfort Solutions | HVAC Equipment & Accessories | 4916ADM-125R | 4900 Series Air & Dirt Separators. 16". 125 PSI. With Base Ring + Switchable On/Off Magnet | 923507 | HVAC & Plumbing | Micro-Bubble Air & Dirt Separator | 16" | - | - | ESP AG 7000 | 408197 | Ecology Systems | Electrostatic Precipitators | - | - | -
TACO Comfort Solutions | HVAC Equipment & Accessories | 4916ADGM-125R | 4900 Series Air & Dirt Separators. 16". 125 PSI. With Base Ring + Switchable On/Off Magnet | 923507 | HVAC & Plumbing | Micro-Bubble Air & Dirt Separator | 16" | - | - | ESP AG 10500 | 538518 | Ecology Systems | Electrostatic Precipitators | - | - | -
TACO Comfort Solutions | HVAC Equipment & Accessories | ACT02-125 | Tangential Air Separators Without Strainer. 2". 125 PSI. Without Base Ring | 51082 | HVAC & Plumbing | Tangential Air Separators | 2" | - | - | ESP Weatherproof Cover - 1No Unit | 34631 | Ecology Systems | ESP Spare Parts & Accessories | - | - | -
TACO Comfort Solutions | HVAC Equipment & Accessories | ACT025-125 | Tangential Air Separators Without Strainer. 2½". 125 PSI. Without Base Ring | 61518 | HVAC & Plumbing | Tangential Air Separators | 2½" | - | - | ESP Weatherproof Cover - 2No Units stacked | 40928 | Ecology Systems | ESP Spare Parts & Accessories | - | - | -
TACO Comfort Solutions | HVAC Equipment & Accessories | ACT03-125 | Tangential Air Separators Without Strainer. 3". 125 PSI. Without Base Ring | 72503 | HVAC & Plumbing | Tangential Air Separators | 3" | - | - | Combined Electrostatic Cell (EACH) | 155912 | Ecology Systems | ESP Spare Parts & Accessories | - | - | -
TACO Comfort Solutions | HVAC Equipment & Accessories | ACT04-125 | Tangential Air Separators Without Strainer. 4". 125 PSI. Without Base Ring | 108389 | HVAC & Plumbing | Tangential Air Separators | 4" | - | - | ESP pre-filter (EACH) | 6671 | Ecology Systems | ESP Spare Parts & Accessories | - | - | -
TACO Comfort Solutions | HVAC Equipment & Accessories | ACT05-125 | Tangential Air Separators Without Strainer. 5". 125 PSI. Without Base Ring | 146472 | HVAC & Plumbing | Tangential Air Separators | 5" | - | - | ESP 3500 Replacement Power Supplies | 68600 | Ecology Systems | ESP Spare Parts & Accessories | - | - | -
TACO Comfort Solutions | HVAC Equipment & Accessories | ACT06-125 | Tangential Air Separators Without Strainer. 6". 125 PSI. Without Base Ring | 167344 | HVAC & Plumbing | Tangential Air Separators | 6" | - | - | ESP 7000 Replacement Power Supplies | 79291 | Ecology Systems | ESP Spare Parts & Accessories | - | - | -
TACO Comfort Solutions | HVAC Equipment & Accessories | ACT08-125 | Tangential Air Separators Without Strainer. 8". 125 PSI. With Base Ring | 230144 | HVAC & Plumbing | Tangential Air Separators | 8" | - | - | ESP 10500 Replacement Power Supplies | 89982 | Ecology Systems | ESP Spare Parts & Accessories | - | - | -
TACO Comfort Solutions | HVAC Equipment & Accessories | ACT10-125 | Tangential Air Separators Without Strainer. 10". 125 PSI. With Base Ring | 337801 | HVAC & Plumbing | Tangential Air Separators | 10" | - | - | ESP/UV-C6 7000 | 810648 | Ecology Systems | Electrostatic Precipitators With UVC | - | - | -
TACO Comfort Solutions | HVAC Equipment & Accessories | ACT12-125 | Tangential Air Separators Without Strainer. 12". 125 PSI. With Base Ring | 519244 | HVAC & Plumbing | Tangential Air Separators | 12" | - | - | ESP/UV-C8 10500 | 1006507 | Ecology Systems | Electrostatic Precipitators With UVC | - | - | -
TACO Comfort Solutions | HVAC Equipment & Accessories | ACT14-125 | Tangential Air Separators Without Strainer. 14". 125 PSI. With Base Ring | 777035 | HVAC & Plumbing | Tangential Air Separators | 14" | - | - | ESP Weatherproof Cover - 1No Unit | 44057 | Ecology Systems | ESP Spare Parts & Accessories | - | - | -
TACO Comfort Solutions | HVAC Equipment & Accessories | ACT16-125 | Tangential Air Separators Without Strainer. 16". 125 PSI. With Base Ring | 1085359 | HVAC & Plumbing | Tangential Air Separators | 16" | - | - | ESP Weatherproof Cover - 2No Units stacked | 50374 | Ecology Systems | ESP Spare Parts & Accessories | - | - | -
TACO Comfort Solutions | HVAC Equipment & Accessories | ACT18-125 | Tangential Air Separators Without Strainer. 18". 125 PSI. With Base Ring | 1414373 | HVAC & Plumbing | Tangential Air Separators | 18" | - | - | Coil Filter 495 x 495 x 45mm | 42975 | Ecology Systems | Coil Filters | - | - | -
TACO Comfort Solutions | HVAC Equipment & Accessories | ACT20-125 | Tangential Air Separators Without Strainer. 20". 125 PSI. With Base Ring | 1696698 | HVAC & Plumbing | Tangential Air Separators | 20" | - | - | Coil Filter 495 x 395 x 45mm | 40771 | Ecology Systems | Coil Filters | - | - | -
TACO Comfort Solutions | HVAC Equipment & Accessories | ACT02F-125 | Tangential Air Separators With Strainer. 2". 125 PSI. Without Base Ring | 66278 | HVAC & Plumbing | Tangential Air Separators | 2" | - | - | Coil Filter 395 x 395 x 45mm | 38568 | Ecology Systems | Coil Filters | - | - | -
TACO Comfort Solutions | HVAC Equipment & Accessories | ACT025F-125 | Tangential Air Separators With Strainer. 2½". 125 PSI. Without Base Ring | 74700 | HVAC & Plumbing | Tangential Air Separators | 2½" | - | - | Techniclean Mini | 108131 | Ecology Systems | Duct Mounted UVC | - | - | -
TACO Comfort Solutions | HVAC Equipment & Accessories | ACT03F-125 | Tangential Air Separators With Strainer. 3". 125 PSI. Without Base Ring | 95023 | HVAC & Plumbing | Tangential Air Separators | 3" | - | - | Techniclean UV-C 6 (5000) | 331711 | Ecology Systems | Duct Mounted UVC | - | - | -
TACO Comfort Solutions | HVAC Equipment & Accessories | ACT04F-125 | Tangential Air Separators With Strainer. 4". 125 PSI. Without Base Ring | 131825 | HVAC & Plumbing | Tangential Air Separators | 4" | - | - | Techniclean UV-C 8 (7500) | 389777 | Ecology Systems | Duct Mounted UVC | - | - | -
TACO Comfort Solutions | HVAC Equipment & Accessories | ACT05F-125 | Tangential Air Separators With Strainer. 5". 125 PSI. Without Base Ring | 167344 | HVAC & Plumbing | Tangential Air Separators | 5" | - | - | Techniclean UVC ballast | 31588 | Ecology Systems | UVC ballast | - | - | -
TACO Comfort Solutions | HVAC Equipment & Accessories | ACT06F-125 | Tangential Air Separators With Strainer. 6". 125 PSI. Without Base Ring | 200483 | HVAC & Plumbing | Tangential Air Separators | 6" | - | - | Xtract 4200 or Techniclean Mini lamp 95W | 11339 | Ecology Systems | Duct Mounted UVC Replacmet Lamp | - | - | -
TACO Comfort Solutions | HVAC Equipment & Accessories | ACT08F-125 | Tangential Air Separators With Strainer. 8". 125 PSI. With Base Ring | 299535 | HVAC & Plumbing | Tangential Air Separators | 8" | - | - | Techniclean UVC 5000/7500 or Canopy Mounted individual lamp | 11339 | Ecology Systems | Duct Mounted UVC Replacmet Lamp | - | - | -
TACO Comfort Solutions | HVAC Equipment & Accessories | ACT10F-125 | Tangential Air Separators With Strainer. 10". 125 PSI. With Base Ring | 465049 | HVAC & Plumbing | Tangential Air Separators | 10" | - | - | Canopy mounted UVC2S lamp rack kit | 333951 | Ecology Systems | Canopy Mounted UVC | - | - | -
TACO Comfort Solutions | HVAC Equipment & Accessories | ACT12F-125 | Tangential Air Separators With Strainer. 12". 125 PSI. With Base Ring | 777218 | HVAC & Plumbing | Tangential Air Separators | 12" | - | - | Canopy mounted UVC4S lamp rack kit | 396541 | Ecology Systems | Canopy Mounted UVC | - | - | -
TACO Comfort Solutions | HVAC Equipment & Accessories | ACT14F-125 | Tangential Air Separators With Strainer. 14". 125 PSI. With Base Ring | 924606 | HVAC & Plumbing | Tangential Air Separators | 14" | - | - | Canopy mounted UVC6S lamp rack kit | 465159 | Ecology Systems | Canopy Mounted UVC | - | - | -
TACO Comfort Solutions | HVAC Equipment & Accessories | ACT16F-125 | Tangential Air Separators With Strainer. 16". 125 PSI. With Base Ring | 1392036 | HVAC & Plumbing | Tangential Air Separators | 16" | - | - | Canopy mounted UVC2L lamp rack kit | 379241 | Ecology Systems | Canopy Mounted UVC | - | - | -
TACO Comfort Solutions | HVAC Equipment & Accessories | ACT18F-125 | Tangential Air Separators With Strainer. 18". 125 PSI. With Base Ring | 1829805 | HVAC & Plumbing | Tangential Air Separators | 18" | - | - | Canopy mounted UVC3L lamp rack kit | 419010 | Ecology Systems | Canopy Mounted UVC | - | - | -
TACO Comfort Solutions | HVAC Equipment & Accessories | ACT20F-125 | Tangential Air Separators With Strainer. 20". 125 PSI. With Base Ring | 2048598 | HVAC & Plumbing | Tangential Air Separators | 20" | - | - | Canopy mounted UVC4L lamp rack kit | 458160 | Ecology Systems | Canopy Mounted UVC | - | - | -
TACO Comfort Solutions | HVAC Equipment & Accessories | ACT02-150 | Tangential Air Separators Without Strainer. 2". 150 PSI. Without Base Ring | 61518 | HVAC & Plumbing | Tangential Air Separators | 2" | - | - | Canopy mounted UVC5L lamp rack kit | 490120 | Ecology Systems | Canopy Mounted UVC | - | - | -
TACO Comfort Solutions | HVAC Equipment & Accessories | ACT025-150 | Tangential Air Separators Without Strainer. 2½". 150 PSI. Without Base Ring | 72869 | HVAC & Plumbing | Tangential Air Separators | 2½" | - | - | Canopy mounted UVC6L lamp rack kit | 544078 | Ecology Systems | Canopy Mounted UVC | - | - | -
TACO Comfort Solutions | HVAC Equipment & Accessories | ACT03-150 | Tangential Air Separators Without Strainer. 3". 150 PSI. Without Base Ring | 90446 | HVAC & Plumbing | Tangential Air Separators | 3" | - | - | Techniclean Canopy Mounted UVC light guards | 5265 | Ecology Systems | Canopy Mounted UVC Guard | - | - | -
TACO Comfort Solutions | HVAC Equipment & Accessories | ACT04-150 | Tangential Air Separators Without Strainer. 4". 150 PSI. Without Base Ring | 135120 | HVAC & Plumbing | Tangential Air Separators | 4" | - | - | Techniclean UVC ballast | 31588 | Ecology Systems | UVC ballast | - | - | -
TACO Comfort Solutions | HVAC Equipment & Accessories | ACT05-150 | Tangential Air Separators Without Strainer. 5". 150 PSI. Without Base Ring | 181808 | HVAC & Plumbing | Tangential Air Separators | 5" | - | - | Techniclean UVC 5000/7500 or Canopy Mounted individual lamp | 11339 | Ecology Systems | Duct Mounted UVC Replacmet Lamp | - | - | -
TACO Comfort Solutions | HVAC Equipment & Accessories | ACT06-150 | Tangential Air Separators Without Strainer. 6". 150 PSI. Without Base Ring | 210553 | HVAC & Plumbing | Tangential Air Separators | 6" | - | - | Xtract 2100 v.3 | 200014 | Ecology Systems | Ozone Injection Odour Control | - | - | -
TACO Comfort Solutions | HVAC Equipment & Accessories | ACT08-150 | Tangential Air Separators Without Strainer. 8". 150 PSI. With Base Ring | 288916 | HVAC & Plumbing | Tangential Air Separators | 8" | - | - | Xtract 2100 v.3 PLUS | 248407 | Ecology Systems | Ozone Injection Odour Control | - | - | -
TACO Comfort Solutions | HVAC Equipment & Accessories | ACT10-150 | Tangential Air Separators Without Strainer. 10". 150 PSI. With Base Ring | 419826 | HVAC & Plumbing | Tangential Air Separators | 10" | - | - | Xtract 4200 v3 | 296778 | Ecology Systems | Ozone Injection Odour Control | - | - | -
TACO Comfort Solutions | HVAC Equipment & Accessories | ACT12-150 | Tangential Air Separators Without Strainer. 12". 150 PSI. With Base Ring | 643379 | HVAC & Plumbing | Tangential Air Separators | 12" | - | - | Xtract Installation Kit | 5952 | Ecology Systems | Ozone Injection Odour Control | - | - | -
TACO Comfort Solutions | HVAC Equipment & Accessories | ACT14-150 | Tangential Air Separators Without Strainer. 14". 150 PSI. With Base Ring | 957745 | HVAC & Plumbing | Tangential Air Separators | 14" | - | - | Prefilter Xtract UVC (PK5) | 2776 | Ecology Systems | Ozone Injection Odour Control | - | - | -
TACO Comfort Solutions | HVAC Equipment & Accessories | ACT16-150 | Tangential Air Separators Without Strainer. 16". 150 PSI. With Base Ring | 1332165 | HVAC & Plumbing | Tangential Air Separators | 16" | - | - | Xtract 2100 stage 1 filter | 2221 | Ecology Systems | Ozone Injection Spare Parts & Accessories | - | - | -
TACO Comfort Solutions | HVAC Equipment & Accessories | ACT18-150 | Tangential Air Separators Without Strainer. 18". 150 PSI. With Base Ring | 1735696 | HVAC & Plumbing | Tangential Air Separators | 18" | - | - | Xtract 2100 / 4200 power supply | 24297 | Ecology Systems | Ozone Injection Spare Parts & Accessories | - | - | -
TACO Comfort Solutions | HVAC Equipment & Accessories | ACT20-150 | Tangential Air Separators Without Strainer. 20". 150 PSI. With Base Ring | 2080639 | HVAC & Plumbing | Tangential Air Separators | 20" | - | - | RECIRC Tower 1.0 Unit, Plastisol Finish c/w filter pack, 0-10V speed Controller & Isolator | 1764062 | Ecology Systems | Multiple Stage Filtration Tower | - | - | -
TACO Comfort Solutions | HVAC Equipment & Accessories | ACT02F-150 | Tangential Air Separators With Strainer. 2". 150 PSI. Without Base Ring | 79095 | HVAC & Plumbing | Tangential Air Separators | 2" | - | - | RECIRC Tower 1.0 Unit, Plastisol Finish c/w filter pack, full control monitoring. | 2498444 | Ecology Systems | Multiple Stage Filtration Tower | - | - | -
TACO Comfort Solutions | HVAC Equipment & Accessories | ACT025F-150 | Tangential Air Separators With Strainer. 2½". 150 PSI. Without Base Ring | 88249 | HVAC & Plumbing | Tangential Air Separators | 2½" | - | - | RECIRC Tower 1.5 Unit, Plastisol Finish c/w filter pack & 0-10V speed Controller & Isolator | 2520413 | Ecology Systems | Multiple Stage Filtration Tower | - | - | -
TACO Comfort Solutions | HVAC Equipment & Accessories | ACT03F-150 | Tangential Air Separators With Strainer. 3". 150 PSI. Without Base Ring | 119924 | HVAC & Plumbing | Tangential Air Separators | 3" | - | - | RECIRC Tower 1.5 Unit, Plastisol Finish c/w filter pack, full control monitoring. | 3222177 | Ecology Systems | Multiple Stage Filtration Tower | - | - | -
TACO Comfort Solutions | HVAC Equipment & Accessories | ACT04F-150 | Tangential Air Separators With Strainer. 4". 150 PSI. Without Base Ring | 164964 | HVAC & Plumbing | Tangential Air Separators | 4" | - | - | Re-circ Tower 2.0 Unit, Plastisol Finish c/w filter pack & 0-10V speed Controller & Isolator | 2973669 | Ecology Systems | Multiple Stage Filtration Tower | - | - | -
TACO Comfort Solutions | HVAC Equipment & Accessories | ACT05F-150 | Tangential Air Separators With Strainer. 5". 150 PSI. Without Base Ring | 209821 | HVAC & Plumbing | Tangential Air Separators | 5" | - | - | RECIRC Tower 2.0 Unit, Plastisol Finish c/w filter pack, full control monitoring. | 3708054 | Ecology Systems | Multiple Stage Filtration Tower | - | - | -
TACO Comfort Solutions | HVAC Equipment & Accessories | ACT06F-150 | Tangential Air Separators With Strainer. 6". 150 PSI. Without Base Ring | 250650 | HVAC & Plumbing | Tangential Air Separators | 6" | - | - | 596 x 596 x 45mm G4 Pleated Panel Filter | 2569 | Ecology Systems | G4 Pleated Panel Filter | - | - | -
TACO Comfort Solutions | HVAC Equipment & Accessories | ACT08F-150 | Tangential Air Separators With Strainer. 8". 150 PSI. With Base Ring | 374236 | HVAC & Plumbing | Tangential Air Separators | 8" | - | - | 596 x 596 x 95mm G4 Pleated Panel Filter | 1679 | Ecology Systems | G4 Pleated Panel Filter | - | - | -
TACO Comfort Solutions | HVAC Equipment & Accessories | ACT10F-150 | Tangential Air Separators With Strainer. 10". 150 PSI. With Base Ring | 578382 | HVAC & Plumbing | Tangential Air Separators | 10" | - | - | 592 x 592 x 380mm F6 Synthetic Bag Filter | 6170 | Ecology Systems | Bag Filter | - | - | -
TACO Comfort Solutions | HVAC Equipment & Accessories | ACT12F-150 | Tangential Air Separators With Strainer. 12". 150 PSI. With Base Ring | 961224 | HVAC & Plumbing | Tangential Air Separators | 12" | - | - | 592 x 287 x 380mm F7 Synthetic Bag Filter | 3713 | Ecology Systems | Bag Filter | - | - | -
TACO Comfort Solutions | HVAC Equipment & Accessories | ACT14F-150 | Tangential Air Separators With Strainer. 14". 150 PSI. With Base Ring | 1144681 | HVAC & Plumbing | Tangential Air Separators | 14" | - | - | 610 x 305 x 292mm E10 MW HEPA filter | 57863 | Ecology Systems | HEPA Filter | - | - | -
TACO Comfort Solutions | HVAC Equipment & Accessories | ACT16F-150 | Tangential Air Separators With Strainer. 16". 150 PSI. With Base Ring | 1707500 | HVAC & Plumbing | Tangential Air Separators | 16" | - | - | 610 x 610 x 292mm E10 MW HEPA filter | 40613 | Ecology Systems | HEPA Filter | - | - | -
TACO Comfort Solutions | HVAC Equipment & Accessories | ACT18F-150 | Tangential Air Separators With Strainer. 18". 150 PSI. With Base Ring | 2243406 | HVAC & Plumbing | Tangential Air Separators | 18" | - | - | 144 x 600 x 440 AdCell Carbon 7.0kg (RECIRC TOWER CARBONS ONLY) | 56313 | Ecology Systems | Filtration Tower Carbon Filter | - | - | -
TACO Comfort Solutions | HVAC Equipment & Accessories | ACT20F-150 | Tangential Air Separators With Strainer. 20". 150 PSI. With Base Ring | 2509436 | HVAC & Plumbing | Tangential Air Separators | 20" | - | - | 594 H x 196 W x 597 D mm Sitesafe Discarb | 35262 | Ecology Systems | Activated Carbon Filter | - | - | -
TACO Comfort Solutions | HVAC Equipment & Accessories | BTH0050F02-125NN | Vertical ASME Buffer Tanks. 50 GAL, 2". 125 PSI. High Nozzle | 155992 | HVAC & Plumbing | Buffer Tanks | 50 GAL, 2" | - | - | 605 H x 600 W x 750 D mm 3 Sitesafe Carbon Housing - NOT PAINTED INTERNAL INSTALLATION | 189078 | Ecology Systems | Internal Installation Activated Carbon Filter Housing | - | - | -
TACO Comfort Solutions | HVAC Equipment & Accessories | BTH0050F03-125NN | Vertical ASME Buffer Tanks. 50 GAL, 3". 125 PSI. High Nozzle | 171128 | HVAC & Plumbing | Buffer Tanks | 50 GAL, 3" | - | - | 606 H x 1200 W x 750 D mm 6 Sitesafe Carbon Housing - NOT PAINTED INTERNAL INSTALLATION | 207247 | Ecology Systems | Internal Installation Activated Carbon Filter Housing | - | - | -
TACO Comfort Solutions | HVAC Equipment & Accessories | BTH0050F04-125NN | Vertical ASME Buffer Tanks. 50 GAL, 4". 125 PSI. High Nozzle | 200422 | HVAC & Plumbing | Buffer Tanks | 50 GAL, 4" | - | - | 605 H x 1800 W x 750 D mm 9 Sitesafe Carbon Housing - NOT PAINTED INTERNAL INSTALLATION | 236320 | Ecology Systems | Internal Installation Activated Carbon Filter Housing | - | - | -
TACO Comfort Solutions | HVAC Equipment & Accessories | BTL0050F02-125NN | Vertical ASME Buffer Tanks. 50 GAL, 2". 125 PSI. Low Nozzle | 155992 | HVAC & Plumbing | Buffer Tanks | 50 GAL, 2" | - | - | 1210 H x 1200 W x 750 D mm 12 Sitesafe Carbon Housing - NOT PAINTED INTERNAL INSTALLATION | 250602 | Ecology Systems | Internal Installation Activated Carbon Filter Housing | - | - | -
TACO Comfort Solutions | HVAC Equipment & Accessories | BTL0050F03-125NN | Vertical ASME Buffer Tanks. 50 GAL, 3". 125 PSI. Low Nozzle | 171128 | HVAC & Plumbing | Buffer Tanks | 50 GAL, 3" | - | - | 605 H x 600 W x 750 D mm 3 Sitesafe Carbon Housing - PAINTED MATT BLACK FOR EXTERNAL INSTALLATION | 279164 | Ecology Systems | External Installation Activated Carbon Filter Housing | - | - | -
TACO Comfort Solutions | HVAC Equipment & Accessories | BTL0050F04-125NN | Vertical ASME Buffer Tanks. 50 GAL, 4". 125 PSI. Low Nozzle | 204084 | HVAC & Plumbing | Buffer Tanks | 50 GAL, 4" | - | - | 606 H x 1200 W x 750 D mm 6 Sitesafe Carbon Housing - PAINTED MATT BLACK FOR EXTERNAL INSTALLATION | 314525 | Ecology Systems | External Installation Activated Carbon Filter Housing | - | - | -
TACO Comfort Solutions | HVAC Equipment & Accessories | BTH0075F02-125NN | Vertical ASME Buffer Tanks. 75 GAL, 2". 125 PSI. High Nozzle | 183578 | HVAC & Plumbing | Buffer Tanks | 75 GAL, 2" | - | - | 605 H x 1800 W x 750 D mm 9 Sitesafe Carbon Housing - PAINTED MATT BLACK FOR EXTERNAL INSTALLATION | 362130 | Ecology Systems | External Installation Activated Carbon Filter Housing | - | - | -
TACO Comfort Solutions | HVAC Equipment & Accessories | BTH0075F03-125NN | Vertical ASME Buffer Tanks. 75 GAL, 3". 125 PSI. High Nozzle | 200911 | HVAC & Plumbing | Buffer Tanks | 75 GAL, 3" | - | - | 1210 H x 1200 W x 750 D mm 12 Sitesafe Carbon Housing - PAINTED MATT BLACK FOR EXTERNAL INSTALLATION | 393414 | Ecology Systems | External Installation Activated Carbon Filter Housing | - | - | -
TACO Comfort Solutions | HVAC Equipment & Accessories | BTH0075F04-125NN | Vertical ASME Buffer Tanks. 75 GAL, 4". 125 PSI. High Nozzle | 238261 | HVAC & Plumbing | Buffer Tanks | 75 GAL, 4" | - | - | UL SS Baffle Filter 430 - 254 x 495 x 44mm | 6281 | Ecology Systems | Baffle Filter | - | - | -
TACO Comfort Solutions | HVAC Equipment & Accessories | BTL0075F02-125NN | Vertical ASME Buffer Tanks. 75 GAL, 2". 125 PSI. Low Nozzle | 183578 | HVAC & Plumbing | Buffer Tanks | 75 GAL, 2" | - | - | UL SS Baffle Filter 430 - 395 x 395 x 44mm | 6530 | Ecology Systems | Baffle Filter | - | - | -
TACO Comfort Solutions | HVAC Equipment & Accessories | BTL0075F03-125NN | Vertical ASME Buffer Tanks. 75 GAL, 3". 125 PSI. Low Nozzle | 200911 | HVAC & Plumbing | Buffer Tanks | 75 GAL, 3" | - | - | UL SS Baffle Filter 430 – 395 x 495 x 44mm | 6530 | Ecology Systems | Baffle Filter | - | - | -
TACO Comfort Solutions | HVAC Equipment & Accessories | BTL0075F04-125NN | Vertical ASME Buffer Tanks. 75 GAL, 4". 125 PSI. Low Nozzle | 242655 | HVAC & Plumbing | Buffer Tanks | 75 GAL, 4" | - | - | UL SS Baffle Filter 430 – 445 x 445 x 44mm | 6618 | Ecology Systems | Baffle Filter | - | - | -
TACO Comfort Solutions | HVAC Equipment & Accessories | BTH0100F02-125NN | Vertical ASME Buffer Tanks. 100 GAL, 2". 125 PSI. High Nozzle | 203352 | HVAC & Plumbing | Buffer Tanks | 100 GAL, 2" | - | - | UL SS Baffle Filter 430 – 495 x 495 x 44mm | 6937 | Ecology Systems | Baffle Filter | - | - | -
TACO Comfort Solutions | HVAC Equipment & Accessories | BTH0100F03-125NN | Vertical ASME Buffer Tanks. 100 GAL, 3". 125 PSI. High Nozzle | 222393 | HVAC & Plumbing | Buffer Tanks | 100 GAL, 3" | - | - | Epoxy Coated ESP 2,520CMH (1,483CFM), 220-240V/50Hz, Particle Size 0.01 to 10 μm, 1-Collerctor Cell & Prefilter, UKCA/CE/UL | 242280 | Ecology Systems | UL Listed Electrostatic Precipitators | - | - | -
TACO Comfort Solutions | HVAC Equipment & Accessories | BTH0100F04-125NN | Vertical ASME Buffer Tanks. 100 GAL, 4". 125 PSI. High Nozzle | 258767 | HVAC & Plumbing | Buffer Tanks | 100 GAL, 4" | - | - | Epoxy Coated ESP 5,040CMH (2,966CFM), 220-240V/50Hz, Particle Size 0.01 to 10 μm, 2-Collerctor Cells & Prefilters, UKCA/CE/UL | 341353 | Ecology Systems | UL Listed Electrostatic Precipitators | - | - | -
TACO Comfort Solutions | HVAC Equipment & Accessories | BTL0100F02-125NN | Vertical ASME Buffer Tanks. 100 GAL, 2". 125 PSI. Low Nozzle | 203352 | HVAC & Plumbing | Buffer Tanks | 100 GAL, 2" | - | - | Epoxy Coated ESP 7,560CMH (4,449CFM), 220-240V/50Hz, Particle Size 0.01 to 10 μm, 3-Collerctor Cells & Prefilters, UKCA/CE/UL | 429729 | Ecology Systems | UL Listed Electrostatic Precipitators | - | - | -
TACO Comfort Solutions | HVAC Equipment & Accessories | BTL0100F03-125NN | Vertical ASME Buffer Tanks. 100 GAL, 3". 125 PSI. Low Nozzle | 222393 | HVAC & Plumbing | Buffer Tanks | 100 GAL, 3" | - | - | Epoxy Coated ESP / UV 2,520CMH (1,483CFM), 220-240V/50Hz, Particle Size 0.01 to 10 μm, 1-Collerctor Cell & Prefilter, UKCA/CE/UL | 443341 | Ecology Systems | UL Listed Electrostatic Precipitators With UVC | - | - | -
TACO Comfort Solutions | HVAC Equipment & Accessories | BTL0100F04-125NN | Vertical ASME Buffer Tanks. 100 GAL, 4". 125 PSI. Low Nozzle | 263650 | HVAC & Plumbing | Buffer Tanks | 100 GAL, 4" | - | - | Epoxy Coated ESP / UV 5,040CMH (2,966CFM), 220-240V/50Hz, Particle Size 0.01 to 10 μm, 2-Collerctor Cells & Prefilters, UKCA/CE/UL | 578329 | Ecology Systems | UL Listed Electrostatic Precipitators With UVC | - | - | -
TACO Comfort Solutions | HVAC Equipment & Accessories | BTH0125F02-125NN | Vertical ASME Buffer Tanks. 125 GAL, 2". 125 PSI. High Nozzle | 217999 | HVAC & Plumbing | Buffer Tanks | 125 GAL, 2" | - | - | Epoxy Coated ESP / UV 7,560CMH (4,449CFM), 220-240V/50Hz, Particle Size 0.01 to 10 μm, 3-Collerctor Cells & Prefilters, UKCA/CE/UL | 771169 | Ecology Systems | UL Listed Electrostatic Precipitators With UVC | - | - | -
TACO Comfort Solutions | HVAC Equipment & Accessories | BTH0125F03-125NN | Vertical ASME Buffer Tanks. 125 GAL, 3". 125 PSI. High Nozzle | 240702 | HVAC & Plumbing | Buffer Tanks | 125 GAL, 3" | - | - | CoilKlean 1 short lamp | 197611 | Ecology Systems | AHU Mounted UVC | - | - | -
TACO Comfort Solutions | HVAC Equipment & Accessories | BTH0125F04-125NN | Vertical ASME Buffer Tanks. 125 GAL, 4". 125 PSI. High Nozzle | 281470 | HVAC & Plumbing | Buffer Tanks | 125 GAL, 4" | - | - | CoilKlean 2 short lamp | 240517 | Ecology Systems | AHU Mounted UVC | - | - | -
TACO Comfort Solutions | HVAC Equipment & Accessories | BTL0125F02-125NN | Vertical ASME Buffer Tanks. 125 GAL, 2". 125 PSI. Low Nozzle | 217999 | HVAC & Plumbing | Buffer Tanks | 125 GAL, 2" | - | - | CoilKlean 4 short lamp | 325992 | Ecology Systems | AHU Mounted UVC | - | - | -
TACO Comfort Solutions | HVAC Equipment & Accessories | BTL0125F03-125NN | Vertical ASME Buffer Tanks. 125 GAL, 3". 125 PSI. Low Nozzle | 240702 | HVAC & Plumbing | Buffer Tanks | 125 GAL, 3" | - | - | CoilKlean 6 short lamp | 429716 | Ecology Systems | AHU Mounted UVC | - | - | -
TACO Comfort Solutions | HVAC Equipment & Accessories | BTL0125F04-125NN | Vertical ASME Buffer Tanks. 125 GAL, 4". 125 PSI. Low Nozzle | 286353 | HVAC & Plumbing | Buffer Tanks | 125 GAL, 4" | - | - | CoilKlean 8 short lamp | 510855 | Ecology Systems | AHU Mounted UVC | - | - | -
TACO Comfort Solutions | HVAC Equipment & Accessories | BTH0150F02-125NN | Vertical ASME Buffer Tanks. 150 GAL, 2". 125 PSI. High Nozzle | 328586 | HVAC & Plumbing | Buffer Tanks | 150 GAL, 2" | - | - | CoilKlean 10 short lamp | 591993 | Ecology Systems | AHU Mounted UVC | - | - | -
TACO Comfort Solutions | HVAC Equipment & Accessories | BTH0150F03-125NN | Vertical ASME Buffer Tanks. 150 GAL, 3". 125 PSI. High Nozzle | 335909 | HVAC & Plumbing | Buffer Tanks | 150 GAL, 3" | - | - | CoilKlean 12 short lamp | 673127 | Ecology Systems | AHU Mounted UVC | - | - | -
TACO Comfort Solutions | HVAC Equipment & Accessories | BTH0150F04-125NN | Vertical ASME Buffer Tanks. 150 GAL, 4". 125 PSI. High Nozzle | 353730 | HVAC & Plumbing | Buffer Tanks | 150 GAL, 4" | - | - | CoilKlean 1 Long lamp | 252557 | Ecology Systems | AHU Mounted UVC | - | - | -
TACO Comfort Solutions | HVAC Equipment & Accessories | BTL0150F02-125NN | Vertical ASME Buffer Tanks. 150 GAL, 2". 125 PSI. Low Nozzle | 328586 | HVAC & Plumbing | Buffer Tanks | 150 GAL, 2" | - | - | CoilKlean 2 Long lamp | 289798 | Ecology Systems | AHU Mounted UVC | - | - | -
TACO Comfort Solutions | HVAC Equipment & Accessories | BTL0150F03-125NN | Vertical ASME Buffer Tanks. 150 GAL, 3". 125 PSI. Low Nozzle | 335909 | HVAC & Plumbing | Buffer Tanks | 150 GAL, 3" | - | - | CoilKlean 4 Long lamp | 422756 | Ecology Systems | AHU Mounted UVC | - | - | -
TACO Comfort Solutions | HVAC Equipment & Accessories | BTL0150F04-125NN | Vertical ASME Buffer Tanks. 150 GAL, 4". 125 PSI. Low Nozzle | 353730 | HVAC & Plumbing | Buffer Tanks | 150 GAL, 4" | - | - | CoilKlean 6 Long lamp | 546719 | Ecology Systems | AHU Mounted UVC | - | - | -
TACO Comfort Solutions | HVAC Equipment & Accessories | BTH0180F02-125NN | Vertical ASME Buffer Tanks. 180 GAL, 2". 125 PSI. High Nozzle | 342745 | HVAC & Plumbing | Buffer Tanks | 180 GAL, 2" | - | - | CoilKlean replacement lamp long | 18629 | Ecology Systems | AHU Mounted UVC | - | - | -
TACO Comfort Solutions | HVAC Equipment & Accessories | BTH0180F03-125NN | Vertical ASME Buffer Tanks. 180 GAL, 3". 125 PSI. High Nozzle | 352998 | HVAC & Plumbing | Buffer Tanks | 180 GAL, 3" | - | - | CoilKlean replacement lamp short | 11339 | Ecology Systems | AHU Mounted UVC | - | - | -
TACO Comfort Solutions | HVAC Equipment & Accessories | BTH0180F04-125NN | Vertical ASME Buffer Tanks. 180 GAL, 4". 125 PSI. High Nozzle | 380827 | HVAC & Plumbing | Buffer Tanks | 180 GAL, 4" | - | - | Safe Signal, UL Listed / FM Approved Water Flow Detector For FF Zone DN50, 2 in | 6804 | Fire Fighting & Detection | FF Water Flow Detector | DN50 | - | -
TACO Comfort Solutions | HVAC Equipment & Accessories | BTL0180F02-125NN | Vertical ASME Buffer Tanks. 180 GAL, 2". 125 PSI. Low Nozzle | 342745 | HVAC & Plumbing | Buffer Tanks | 180 GAL, 2" | - | - | Safe Signal, UL Listed / FM Approved Water Flow Detector For FF Zone DN65, 2.5 in | 6804 | Fire Fighting & Detection | FF Water Flow Detector | DN65 | - | -
TACO Comfort Solutions | HVAC Equipment & Accessories | BTL0180F03-125NN | Vertical ASME Buffer Tanks. 180 GAL, 3". 125 PSI. Low Nozzle | 352998 | HVAC & Plumbing | Buffer Tanks | 180 GAL, 3" | - | - | Safe Signal, UL Listed / FM Approved Water Flow Detector For FF Zone DN80, 3 in | 6804 | Fire Fighting & Detection | FF Water Flow Detector | DN80 | - | -
TACO Comfort Solutions | HVAC Equipment & Accessories | BTL0180F04-125NN | Vertical ASME Buffer Tanks. 180 GAL, 4". 125 PSI. Low Nozzle | 380827 | HVAC & Plumbing | Buffer Tanks | 180 GAL, 4" | - | - | Safe Signal, UL Listed / FM Approved Water Flow Detector For FF Zone DN100, 4 in | 6804 | Fire Fighting & Detection | FF Water Flow Detector | DN100 | - | -
TACO Comfort Solutions | HVAC Equipment & Accessories | BTH0200F02-125NN | Vertical ASME Buffer Tanks. 200 GAL, 2". 125 PSI. High Nozzle | 356660 | HVAC & Plumbing | Buffer Tanks | 200 GAL, 2" | - | - | Safe Signal, UL Listed / FM Approved Water Flow Detector For FF Zone DN125, 5 in | 6804 | Fire Fighting & Detection | FF Water Flow Detector | DN125 | - | -
TACO Comfort Solutions | HVAC Equipment & Accessories | BTH0200F03-125NN | Vertical ASME Buffer Tanks. 200 GAL, 3". 125 PSI. High Nozzle | 369842 | HVAC & Plumbing | Buffer Tanks | 200 GAL, 3" | - | - | Safe Signal, UL Listed / FM Approved Water Flow Detector For FF Zone DN150, 6 in | 6804 | Fire Fighting & Detection | FF Water Flow Detector | DN150 | - | -
TACO Comfort Solutions | HVAC Equipment & Accessories | BTH0200F04-125NN | Vertical ASME Buffer Tanks. 200 GAL, 4". 125 PSI. High Nozzle | 391569 | HVAC & Plumbing | Buffer Tanks | 200 GAL, 4" | - | - | Safe Signal, UL Listed / FM Approved Water Flow Detector For FF Zone DN200, 8 in | 6804 | Fire Fighting & Detection | FF Water Flow Detector | DN200 | - | -
TACO Comfort Solutions | HVAC Equipment & Accessories | BTL0200F02-125NN | Vertical ASME Buffer Tanks. 200 GAL, 2". 125 PSI. Low Nozzle | 356660 | HVAC & Plumbing | Buffer Tanks | 200 GAL, 2" | - | - | Safe Signa, UL Listed / FM Approved Supervisory Switch (Tamper) Suitable to be installed on OS&Y valves from 1" to 12" | 4412 | Fire Fighting & Detection | FF Supervisory (Tamper) Switch | - | - | -
TACO Comfort Solutions | HVAC Equipment & Accessories | BTL0200F03-125NN | Vertical ASME Buffer Tanks. 200 GAL, 3". 125 PSI. Low Nozzle | 369842 | HVAC & Plumbing | Buffer Tanks | 200 GAL, 3" | - | - | Safe Signa, UL Listed / FM Approved Alarm Pressure Switch | 3839 | Fire Fighting & Detection | FF Pressure Switch | - | - | -
TACO Comfort Solutions | HVAC Equipment & Accessories | BTL0200F04-125NN | Vertical ASME Buffer Tanks. 200 GAL, 4". 125 PSI. Low Nozzle | 391569 | HVAC & Plumbing | Buffer Tanks | 200 GAL, 4" | - | - | Rigid Coupling . Red . DN 65 . 73,0mm Painted Finish | 335 | Fire Fighting & Detection | Grooved Couplings & Fittings | DN65 | Ductile Iron Painted Finish | -
TACO Comfort Solutions | HVAC Equipment & Accessories | BTH0250F03-125NN | Vertical ASME Buffer Tanks. 250 GAL, 3". 125 PSI. High Nozzle | 415737 | HVAC & Plumbing | Buffer Tanks | 250 GAL, 3" | - | - | Rigid Coupling . Red . DN 80 . 88,9mm Painted Finish | 397 | Fire Fighting & Detection | Grooved Couplings & Fittings | DN80 | Ductile Iron Painted Finish | -
TACO Comfort Solutions | HVAC Equipment & Accessories | BTH0250F04-125NN | Vertical ASME Buffer Tanks. 250 GAL, 4". 125 PSI. High Nozzle | 438684 | HVAC & Plumbing | Buffer Tanks | 250 GAL, 4" | - | - | Rigid Coupling . Red . DN 100 . 114,3mm Painted Finish | 427 | Fire Fighting & Detection | Grooved Couplings & Fittings | DN100 | Ductile Iron Painted Finish | -
TACO Comfort Solutions | HVAC Equipment & Accessories | BTH0250F06-125NN | Vertical ASME Buffer Tanks. 250 GAL, 6". 125 PSI. High Nozzle | 447472 | HVAC & Plumbing | Buffer Tanks | 250 GAL, 6" | - | - | Rigid Coupling . Red . DN 150 . 168,3mm Painted Finish | 686 | Fire Fighting & Detection | Grooved Couplings & Fittings | DN150 | Ductile Iron Painted Finish | -
TACO Comfort Solutions | HVAC Equipment & Accessories | BTL0250F03-125NN | Vertical ASME Buffer Tanks. 250 GAL, 3". 125 PSI. Low Nozzle | 415737 | HVAC & Plumbing | Buffer Tanks | 250 GAL, 3" | - | - | Rigid Coupling . Red . DN 200 . 219,1mm Painted Finish | 1601 | Fire Fighting & Detection | Grooved Couplings & Fittings | DN200 | Ductile Iron Painted Finish | -
TACO Comfort Solutions | HVAC Equipment & Accessories | BTL0250F04-125NN | Vertical ASME Buffer Tanks. 250 GAL, 4". 125 PSI. Low Nozzle | 438684 | HVAC & Plumbing | Buffer Tanks | 250 GAL, 4" | - | - | Rigid Coupling . Red . DN 250 . 273,0mm Painted Finish | 3163 | Fire Fighting & Detection | Grooved Couplings & Fittings | DN250 | Ductile Iron Painted Finish | -
TACO Comfort Solutions | HVAC Equipment & Accessories | BTL0250F06-125NN | Vertical ASME Buffer Tanks. 250 GAL, 6". 125 PSI. Low Nozzle | 447472 | HVAC & Plumbing | Buffer Tanks | 250 GAL, 6" | - | - | Rigid Coupling . Red . DN 300 . 323,9mm Painted Finish | 3853 | Fire Fighting & Detection | Grooved Couplings & Fittings | DN300 | Ductile Iron Painted Finish | -
TACO Comfort Solutions | HVAC Equipment & Accessories | BTH0300F03-125NN | Vertical ASME Buffer Tanks. 300 GAL, 3". 125 PSI. High Nozzle | 444055 | HVAC & Plumbing | Buffer Tanks | 300 GAL, 3" | - | - | Flexible Coupling . Red . DN 65 . 73,0mm Painted Finish | 335 | Fire Fighting & Detection | Grooved Couplings & Fittings | DN65 | Ductile Iron Painted Finish | -
TACO Comfort Solutions | HVAC Equipment & Accessories | BTH0300F04-125NN | Vertical ASME Buffer Tanks. 300 GAL, 4". 125 PSI. High Nozzle | 465781 | HVAC & Plumbing | Buffer Tanks | 300 GAL, 4" | - | - | Flexible Coupling . Red . DN 80 . 88,9mm Painted Finish | 395 | Fire Fighting & Detection | Grooved Couplings & Fittings | DN80 | Ductile Iron Painted Finish | -
TACO Comfort Solutions | HVAC Equipment & Accessories | BTH0300F06-125NN | Vertical ASME Buffer Tanks. 300 GAL, 6". 125 PSI. High Nozzle | 478232 | HVAC & Plumbing | Buffer Tanks | 300 GAL, 6" | - | - | Flexible Coupling . Red . DN 100 . 114,3mm Painted Finish | 429 | Fire Fighting & Detection | Grooved Couplings & Fittings | DN100 | Ductile Iron Painted Finish | -
TACO Comfort Solutions | HVAC Equipment & Accessories | BTL0300F03-125NN | Vertical ASME Buffer Tanks. 300 GAL, 3". 125 PSI. Low Nozzle | 444055 | HVAC & Plumbing | Buffer Tanks | 300 GAL, 3" | - | - | Flexible Coupling . Red . DN 150 . 168,3mm Painted Finish | 716 | Fire Fighting & Detection | Grooved Couplings & Fittings | DN150 | Ductile Iron Painted Finish | -
TACO Comfort Solutions | HVAC Equipment & Accessories | BTL0300F04-125NN | Vertical ASME Buffer Tanks. 300 GAL, 4". 125 PSI. Low Nozzle | 465781 | HVAC & Plumbing | Buffer Tanks | 300 GAL, 4" | - | - | Flexible Coupling . Red . DN 200 . 219,1mm Painted Finish | 1589 | Fire Fighting & Detection | Grooved Couplings & Fittings | DN200 | Ductile Iron Painted Finish | -
TACO Comfort Solutions | HVAC Equipment & Accessories | BTL0300F06-125NN | Vertical ASME Buffer Tanks. 300 GAL, 6". 125 PSI. Low Nozzle | 478232 | HVAC & Plumbing | Buffer Tanks | 300 GAL, 6" | - | - | Flexible Coupling . Red . DN 250 . 273,0mm Painted Finish | 2915 | Fire Fighting & Detection | Grooved Couplings & Fittings | DN250 | Ductile Iron Painted Finish | -
TACO Comfort Solutions | HVAC Equipment & Accessories | BTH0350F03-125NN | Vertical ASME Buffer Tanks. 350 GAL, 3". 125 PSI. High Nozzle | 472373 | HVAC & Plumbing | Buffer Tanks | 350 GAL, 3" | - | - | Flexible Coupling . Red . DN 300 . 323,9mm Painted Finish | 3853 | Fire Fighting & Detection | Grooved Couplings & Fittings | DN300 | Ductile Iron Painted Finish | -
TACO Comfort Solutions | HVAC Equipment & Accessories | BTH0350F04-125NN | Vertical ASME Buffer Tanks. 350 GAL, 4". 125 PSI. High Nozzle | 489705 | HVAC & Plumbing | Buffer Tanks | 350 GAL, 4" | - | - | Grooved Elbow 45 · Red · DN65 · 73,0mm Painted Finish | 374 | Fire Fighting & Detection | Grooved Couplings & Fittings | DN65 | Ductile Iron Painted Finish | -
TACO Comfort Solutions | HVAC Equipment & Accessories | BTH0350F06-125NN | Vertical ASME Buffer Tanks. 350 GAL, 6". 125 PSI. High Nozzle | 500691 | HVAC & Plumbing | Buffer Tanks | 350 GAL, 6" | - | - | Grooved Elbow 45 · Red · DN80 · 88,9mm Painted Finish | 468 | Fire Fighting & Detection | Grooved Couplings & Fittings | DN80 | Ductile Iron Painted Finish | -
TACO Comfort Solutions | HVAC Equipment & Accessories | BTL0350F03-125NN | Vertical ASME Buffer Tanks. 350 GAL, 3". 125 PSI. Low Nozzle | 472373 | HVAC & Plumbing | Buffer Tanks | 350 GAL, 3" | - | - | Grooved Elbow 45 · Red · DN100 · 114,3mm Painted Finish | 645 | Fire Fighting & Detection | Grooved Couplings & Fittings | DN100 | Ductile Iron Painted Finish | -
TACO Comfort Solutions | HVAC Equipment & Accessories | BTL0350F04-125NN | Vertical ASME Buffer Tanks. 350 GAL, 4". 125 PSI. Low Nozzle | 489705 | HVAC & Plumbing | Buffer Tanks | 350 GAL, 4" | - | - | Grooved Elbow 45 · Red · DN150 · 168,3mm Painted Finish | 1286 | Fire Fighting & Detection | Grooved Couplings & Fittings | DN150 | Ductile Iron Painted Finish | -
TACO Comfort Solutions | HVAC Equipment & Accessories | BTL0350F06-125NN | Vertical ASME Buffer Tanks. 350 GAL, 6". 125 PSI. Low Nozzle | 500691 | HVAC & Plumbing | Buffer Tanks | 350 GAL, 6" | - | - | Grooved Elbow 45 · Red · DN200 · 219,1mm Painted Finish | 2722 | Fire Fighting & Detection | Grooved Couplings & Fittings | DN200 | Ductile Iron Painted Finish | -
TACO Comfort Solutions | HVAC Equipment & Accessories | BTH0400F04-125NN | Vertical ASME Buffer Tanks. 400 GAL, 4". 125 PSI. High Nozzle | 655219 | HVAC & Plumbing | Buffer Tanks | 400 GAL, 4" | - | - | Grooved Elbow 45 · Red · DN250 · 273,0mm Painted Finish | 5291 | Fire Fighting & Detection | Grooved Couplings & Fittings | DN250 | Ductile Iron Painted Finish | -
TACO Comfort Solutions | HVAC Equipment & Accessories | BTH0400F06-125NN | Vertical ASME Buffer Tanks. 400 GAL, 6". 125 PSI. High Nozzle | 673772 | HVAC & Plumbing | Buffer Tanks | 400 GAL, 6" | - | - | Grooved Elbow 45 · Red · DN300 · 323,9mm Painted Finish | 7483 | Fire Fighting & Detection | Grooved Couplings & Fittings | DN300 | Ductile Iron Painted Finish | -
TACO Comfort Solutions | HVAC Equipment & Accessories | BTH0400F08-125NN | Vertical ASME Buffer Tanks. 400 GAL, 8". 125 PSI. High Nozzle | 715273 | HVAC & Plumbing | Buffer Tanks | 400 GAL, 8" | - | - | Grooved Elbow 90 · Red · DN65 · 73,0mm Painted Finish | 408 | Fire Fighting & Detection | Grooved Couplings & Fittings | DN65 | Ductile Iron Painted Finish | -
TACO Comfort Solutions | HVAC Equipment & Accessories | BTL0400F04-125NN | Vertical ASME Buffer Tanks. 400 GAL, 4". 125 PSI. Low Nozzle | 655219 | HVAC & Plumbing | Buffer Tanks | 400 GAL, 4" | - | - | Grooved Elbow 90 · Red · DN80 · 88,9mm Painted Finish | 516 | Fire Fighting & Detection | Grooved Couplings & Fittings | DN80 | Ductile Iron Painted Finish | -
TACO Comfort Solutions | HVAC Equipment & Accessories | BTL0400F06-125NN | Vertical ASME Buffer Tanks. 400 GAL, 6". 125 PSI. Low Nozzle | 673772 | HVAC & Plumbing | Buffer Tanks | 400 GAL, 6" | - | - | Grooved Elbow 90 · Red · DN100 · 114,3mm Painted Finish | 666 | Fire Fighting & Detection | Grooved Couplings & Fittings | DN100 | Ductile Iron Painted Finish | -
TACO Comfort Solutions | HVAC Equipment & Accessories | BTL0400F08-125NN | Vertical ASME Buffer Tanks. 400 GAL, 8". 125 PSI. Low Nozzle | 715273 | HVAC & Plumbing | Buffer Tanks | 400 GAL, 8" | - | - | Grooved Elbow 90 · Red · DN150 · 168,3mm Painted Finish | 1339 | Fire Fighting & Detection | Grooved Couplings & Fittings | DN150 | Ductile Iron Painted Finish | -
TACO Comfort Solutions | HVAC Equipment & Accessories | BTH0450F04-125NN | Vertical ASME Buffer Tanks. 450 GAL, 4". 125 PSI. High Nozzle | 685246 | HVAC & Plumbing | Buffer Tanks | 450 GAL, 4" | - | - | Grooved Elbow 90 · Red · DN200 · 219,1mm Painted Finish | 2821 | Fire Fighting & Detection | Grooved Couplings & Fittings | DN200 | Ductile Iron Painted Finish | -
TACO Comfort Solutions | HVAC Equipment & Accessories | BTH0450F06-125NN | Vertical ASME Buffer Tanks. 450 GAL, 6". 125 PSI. High Nozzle | 710634 | HVAC & Plumbing | Buffer Tanks | 450 GAL, 6" | - | - | Grooved Elbow 90 · Red · DN250 · 273,0mm Painted Finish | 5482 | Fire Fighting & Detection | Grooved Couplings & Fittings | DN250 | Ductile Iron Painted Finish | -
TACO Comfort Solutions | HVAC Equipment & Accessories | BTH0450F08-125NN | Vertical ASME Buffer Tanks. 450 GAL, 8". 125 PSI. High Nozzle | 738708 | HVAC & Plumbing | Buffer Tanks | 450 GAL, 8" | - | - | Grooved Elbow 90 · Red · DN300 · 323,9mm Painted Finish | 8078 | Fire Fighting & Detection | Grooved Couplings & Fittings | DN300 | Ductile Iron Painted Finish | -
TACO Comfort Solutions | HVAC Equipment & Accessories | BTL0450F04-125NN | Vertical ASME Buffer Tanks. 450 GAL, 4". 125 PSI. Low Nozzle | 685246 | HVAC & Plumbing | Buffer Tanks | 450 GAL, 4" | - | - | Mech T Grooved · Red · DN65-25 · 73,0-33,7mm Painted Finish | 436 | Fire Fighting & Detection | Grooved Couplings & Fittings | DN65-25 | Ductile Iron Painted Finish | -
TACO Comfort Solutions | HVAC Equipment & Accessories | BTL0450F06-125NN | Vertical ASME Buffer Tanks. 450 GAL, 6". 125 PSI. Low Nozzle | 710634 | HVAC & Plumbing | Buffer Tanks | 450 GAL, 6" | - | - | Mech T Grooved · Red · DN65-32 · 73,0-42,4mm Painted Finish | 443 | Fire Fighting & Detection | Grooved Couplings & Fittings | DN65-32 | Ductile Iron Painted Finish | -
TACO Comfort Solutions | HVAC Equipment & Accessories | BTL0450F08-125NN | Vertical ASME Buffer Tanks. 450 GAL, 8". 125 PSI. Low Nozzle | 738708 | HVAC & Plumbing | Buffer Tanks | 450 GAL, 8" | - | - | Mech T Grooved · Red · DN65-40 · 73,0-48,3mm Painted Finish | 457 | Fire Fighting & Detection | Grooved Couplings & Fittings | DN65-40 | Ductile Iron Painted Finish | -
TACO Comfort Solutions | HVAC Equipment & Accessories | BTH0500F04-125NN | Vertical ASME Buffer Tanks. 500 GAL, 4". 125 PSI. High Nozzle | 711855 | HVAC & Plumbing | Buffer Tanks | 500 GAL, 4" | - | - | Mech T Grooved · Red · DN80-25 · 88,9-33,7mm Painted Finish | 434 | Fire Fighting & Detection | Grooved Couplings & Fittings | DN80-25 | Ductile Iron Painted Finish | -
TACO Comfort Solutions | HVAC Equipment & Accessories | BTH0500F06-125NN | Vertical ASME Buffer Tanks. 500 GAL, 6". 125 PSI. High Nozzle | 761655 | HVAC & Plumbing | Buffer Tanks | 500 GAL, 6" | - | - | Mech T Grooved · Red · DN80-32 · 88,9-42,4mm Painted Finish | 434 | Fire Fighting & Detection | Grooved Couplings & Fittings | DN80-32 | Ductile Iron Painted Finish | -
TACO Comfort Solutions | HVAC Equipment & Accessories | BTH0500F08-125NN | Vertical ASME Buffer Tanks. 500 GAL, 8". 125 PSI. High Nozzle | 816827 | HVAC & Plumbing | Buffer Tanks | 500 GAL, 8" | - | - | Mech T Grooved · Red · DN80-40 · 88,9-48,3mm Painted Finish | 567 | Fire Fighting & Detection | Grooved Couplings & Fittings | DN80-40 | Ductile Iron Painted Finish | -
TACO Comfort Solutions | HVAC Equipment & Accessories | BTL0500F04-125NN | Vertical ASME Buffer Tanks. 500 GAL, 4". 125 PSI. Low Nozzle | 711855 | HVAC & Plumbing | Buffer Tanks | 500 GAL, 4" | - | - | Mech T Grooved · Red · DN80-50 · 88,9-60,3mm Painted Finish | 567 | Fire Fighting & Detection | Grooved Couplings & Fittings | DN80-50 | Ductile Iron Painted Finish | -
TACO Comfort Solutions | HVAC Equipment & Accessories | BTL0500F06-125NN | Vertical ASME Buffer Tanks. 500 GAL, 6". 125 PSI. Low Nozzle | 761655 | HVAC & Plumbing | Buffer Tanks | 500 GAL, 6" | - | - | Mech T Grooved · Red · DN100-65 · 114,3-73,0mm Painted Finish | 776 | Fire Fighting & Detection | Grooved Couplings & Fittings | DN100-65 | Ductile Iron Painted Finish | -
TACO Comfort Solutions | HVAC Equipment & Accessories | BTL0500F08-125NN | Vertical ASME Buffer Tanks. 500 GAL, 8". 125 PSI. Low Nozzle | 816827 | HVAC & Plumbing | Buffer Tanks | 500 GAL, 8" | - | - | Mech T Grooved · Red · DN100-80 · 114,3-88,9mm Painted Finish | 801 | Fire Fighting & Detection | Grooved Couplings & Fittings | DN100-80 | Ductile Iron Painted Finish | -
TACO Comfort Solutions | HVAC Equipment & Accessories | BTH0700F04-125NN | Vertical ASME Buffer Tanks. 700 GAL, 4". 125 PSI. High Nozzle | 919113 | HVAC & Plumbing | Buffer Tanks | 700 GAL, 4" | - | - | Mech T Grooved · Red · DN150-65 · 168,3-73,0mm Painted Finish | 1047 | Fire Fighting & Detection | Grooved Couplings & Fittings | DN150-65 | Ductile Iron Painted Finish | -
TACO Comfort Solutions | HVAC Equipment & Accessories | BTH0700F06-125NN | Vertical ASME Buffer Tanks. 700 GAL, 6". 125 PSI. High Nozzle | 982096 | HVAC & Plumbing | Buffer Tanks | 700 GAL, 6" | - | - | Mech T Grooved · Red · DN150-80 · 168,3-88,9mm Painted Finish | 1047 | Fire Fighting & Detection | Grooved Couplings & Fittings | DN150-80 | Ductile Iron Painted Finish | -
TACO Comfort Solutions | HVAC Equipment & Accessories | BTH0700F08-125NN | Vertical ASME Buffer Tanks. 700 GAL, 8". 125 PSI. High Nozzle | 1015053 | HVAC & Plumbing | Buffer Tanks | 700 GAL, 8" | - | - | Mech T Grooved · Red · DN200-65 · 219,1-73,0mm Painted Finish | 1569 | Fire Fighting & Detection | Grooved Couplings & Fittings | DN200-65 | Ductile Iron Painted Finish | -
TACO Comfort Solutions | HVAC Equipment & Accessories | BTL0700F04-125NN | Vertical ASME Buffer Tanks. 700 GAL, 4". 125 PSI. Low Nozzle | 919113 | HVAC & Plumbing | Buffer Tanks | 700 GAL, 4" | - | - | Mech T Grooved · Red · DN200-80 · 219,1-88,9mm Painted Finish | 1599 | Fire Fighting & Detection | Grooved Couplings & Fittings | DN200-80 | Ductile Iron Painted Finish | -
TACO Comfort Solutions | HVAC Equipment & Accessories | BTL0700F06-125NN | Vertical ASME Buffer Tanks. 700 GAL, 6". 125 PSI. Low Nozzle | 982096 | HVAC & Plumbing | Buffer Tanks | 700 GAL, 6" | - | - | Mech T Grooved · Red · DN200-100 · 219,1-114,3mm Painted Finish | 1663 | Fire Fighting & Detection | Grooved Couplings & Fittings | DN200-100 | Ductile Iron Painted Finish | -
TACO Comfort Solutions | HVAC Equipment & Accessories | BTL0700F08-125NN | Vertical ASME Buffer Tanks. 700 GAL, 8". 125 PSI. Low Nozzle | 1015053 | HVAC & Plumbing | Buffer Tanks | 700 GAL, 8" | - | - | Mech T Threaded · Red · DN40-25 · 48,3-33,7mm - NPT Painted Finish | 287 | Fire Fighting & Detection | Grooved Couplings & Fittings | DN40-25 | Ductile Iron Painted Finish | -
TACO Comfort Solutions | HVAC Equipment & Accessories | BTH0850F04-125NN | Vertical ASME Buffer Tanks. 850 GAL, 4". 125 PSI. High Nozzle | 1226705 | HVAC & Plumbing | Buffer Tanks | 850 GAL, 4" | - | - | Mech T Threaded · Red · DN50-15 · 60,3-21,3mm - NPT Painted Finish | 259 | Fire Fighting & Detection | Grooved Couplings & Fittings | DN50-15 | Ductile Iron Painted Finish | -
TACO Comfort Solutions | HVAC Equipment & Accessories | BTH0850F06-125NN | Vertical ASME Buffer Tanks. 850 GAL, 6". 125 PSI. High Nozzle | 1264788 | HVAC & Plumbing | Buffer Tanks | 850 GAL, 6" | - | - | Mech T Threaded · Red · DN50-20 · 60,3-26,7mm - NPT Painted Finish | 259 | Fire Fighting & Detection | Grooved Couplings & Fittings | DN50-20 | Ductile Iron Painted Finish | -
TACO Comfort Solutions | HVAC Equipment & Accessories | BTH0850F08-125NN | Vertical ASME Buffer Tanks. 850 GAL, 8". 125 PSI. High Nozzle | 1299941 | HVAC & Plumbing | Buffer Tanks | 850 GAL, 8" | - | - | Mech T Threaded · Red · DN50-25 · 60,3-33,7mm - NPT Painted Finish | 259 | Fire Fighting & Detection | Grooved Couplings & Fittings | DN50-25 | Ductile Iron Painted Finish | -
TACO Comfort Solutions | HVAC Equipment & Accessories | BTL0850F04-125NN | Vertical ASME Buffer Tanks. 850 GAL, 4". 125 PSI. Low Nozzle | 1226705 | HVAC & Plumbing | Buffer Tanks | 850 GAL, 4" | - | - | Mech T Threaded · Red · DN50-32 · 60,3-42,4mm - NPT Painted Finish | 287 | Fire Fighting & Detection | Grooved Couplings & Fittings | DN50-32 | Ductile Iron Painted Finish | -
TACO Comfort Solutions | HVAC Equipment & Accessories | BTL0850F06-125NN | Vertical ASME Buffer Tanks. 850 GAL, 6". 125 PSI. Low Nozzle | 1264788 | HVAC & Plumbing | Buffer Tanks | 850 GAL, 6" | - | - | Mech T Threaded · Red · DN50-40 · 60,3-48,3mm - NPT Painted Finish | 287 | Fire Fighting & Detection | Grooved Couplings & Fittings | DN50-40 | Ductile Iron Painted Finish | -
TACO Comfort Solutions | HVAC Equipment & Accessories | BTL0850F08-125NN | Vertical ASME Buffer Tanks. 850 GAL, 8". 125 PSI. Low Nozzle | 1299941 | HVAC & Plumbing | Buffer Tanks | 850 GAL, 8" | - | - | Mech T Threaded · Red · DN65-15 · 73,0-21,3mm - NPT Painted Finish | 356 | Fire Fighting & Detection | Grooved Couplings & Fittings | DN65-15 | Ductile Iron Painted Finish | -
TACO Comfort Solutions | HVAC Equipment & Accessories | BTH1050F06-125NN | Vertical ASME Buffer Tanks. 1050 GAL, 6". 125 PSI. High Nozzle | 1796726 | HVAC & Plumbing | Buffer Tanks | 1050 GAL, 6" | - | - | Mech T Threaded · Red · DN65-20 · 73,0-26,7mm - NPT Painted Finish | 356 | Fire Fighting & Detection | Grooved Couplings & Fittings | DN65-20 | Ductile Iron Painted Finish | -
TACO Comfort Solutions | HVAC Equipment & Accessories | BTH1050F08-125NN | Vertical ASME Buffer Tanks. 1050 GAL, 8". 125 PSI. High Nozzle | 1831636 | HVAC & Plumbing | Buffer Tanks | 1050 GAL, 8" | - | - | Mech T Threaded · Red · DN65-25 · 73,0-33,7mm - NPT Painted Finish | 356 | Fire Fighting & Detection | Grooved Couplings & Fittings | DN65-25 | Ductile Iron Painted Finish | -
TACO Comfort Solutions | HVAC Equipment & Accessories | BTH1050F10-125NN | Vertical ASME Buffer Tanks. 1050 GAL, 10". 125 PSI. High Nozzle | 1885586 | HVAC & Plumbing | Buffer Tanks | 1050 GAL, 10" | - | - | Mech T Threaded · Red · DN65-32 · 73,0-42,4mm - NPT Painted Finish | 367 | Fire Fighting & Detection | Grooved Couplings & Fittings | DN65-32 | Ductile Iron Painted Finish | -
TACO Comfort Solutions | HVAC Equipment & Accessories | BTL1050F06-125NN | Vertical ASME Buffer Tanks. 1050 GAL, 6". 125 PSI. Low Nozzle | 1796726 | HVAC & Plumbing | Buffer Tanks | 1050 GAL, 6" | - | - | Mech T Threaded · Red · DN65-40 · 73,0-48,3mm - NPT Painted Finish | 379 | Fire Fighting & Detection | Grooved Couplings & Fittings | DN65-40 | Ductile Iron Painted Finish | -
TACO Comfort Solutions | HVAC Equipment & Accessories | BTL1050F08-125NN | Vertical ASME Buffer Tanks. 1050 GAL, 8". 125 PSI. Low Nozzle | 1831636 | HVAC & Plumbing | Buffer Tanks | 1050 GAL, 8" | - | - | Mech T Threaded · Red · DN80-15 · 88,9-21,3mm - NPT Painted Finish | 565 | Fire Fighting & Detection | Grooved Couplings & Fittings | DN80-15 | Ductile Iron Painted Finish | -
TACO Comfort Solutions | HVAC Equipment & Accessories | BTL1050F10-125NN | Vertical ASME Buffer Tanks. 1050 GAL, 10". 125 PSI. Low Nozzle | 1885586 | HVAC & Plumbing | Buffer Tanks | 1050 GAL, 10" | - | - | Mech T Threaded · Red · DN80-20 · 88,9-26,7mm - NPT Painted Finish | 565 | Fire Fighting & Detection | Grooved Couplings & Fittings | DN80-20 | Ductile Iron Painted Finish | -
TACO Comfort Solutions | HVAC Equipment & Accessories | BTH1250F06-125NN | Vertical ASME Buffer Tanks. 1250 GAL, 6". 125 PSI. High Nozzle | 1917078 | HVAC & Plumbing | Buffer Tanks | 1250 GAL, 6" | - | - | Mech T Threaded · Red · DN80-25 · 88,9-33,7mm - NPT Painted Finish | 413 | Fire Fighting & Detection | Grooved Couplings & Fittings | DN80-25 | Ductile Iron Painted Finish | -
TACO Comfort Solutions | HVAC Equipment & Accessories | BTH1250F08-125NN | Vertical ASME Buffer Tanks. 1250 GAL, 8". 125 PSI. High Nozzle | 1982990 | HVAC & Plumbing | Buffer Tanks | 1250 GAL, 8" | - | - | Mech T Threaded · Red · DN80-32 · 88,9-42,4mm - NPT Painted Finish | 441 | Fire Fighting & Detection | Grooved Couplings & Fittings | DN80-32 | Ductile Iron Painted Finish | -
TACO Comfort Solutions | HVAC Equipment & Accessories | BTH1250F10-125NN | Vertical ASME Buffer Tanks. 1250 GAL, 10". 125 PSI. High Nozzle | 2025223 | HVAC & Plumbing | Buffer Tanks | 1250 GAL, 10" | - | - | Mech T Threaded · Red · DN80-40 · 88,9-48,3mm - NPT Painted Finish | 477 | Fire Fighting & Detection | Grooved Couplings & Fittings | DN80-40 | Ductile Iron Painted Finish | -
TACO Comfort Solutions | HVAC Equipment & Accessories | BTH1250F12-125NN | Vertical ASME Buffer Tanks. 1250 GAL, 12". 125 PSI. High Nozzle | 2063062 | HVAC & Plumbing | Buffer Tanks | 1250 GAL, 12" | - | - | Mech T Threaded · Red · DN80-50 · 88,9-60,3mm - NPT Painted Finish | 521 | Fire Fighting & Detection | Grooved Couplings & Fittings | DN80-50 | Ductile Iron Painted Finish | -
TACO Comfort Solutions | HVAC Equipment & Accessories | BTL1250F06-125NN | Vertical ASME Buffer Tanks. 1250 GAL, 6". 125 PSI. Low Nozzle | 1917078 | HVAC & Plumbing | Buffer Tanks | 1250 GAL, 6" | - | - | Mech T Threaded · Red · DN100-15 · 114,3-21,3mm - NPT Painted Finish | 723 | Fire Fighting & Detection | Grooved Couplings & Fittings | DN100-15 | Ductile Iron Painted Finish | -
TACO Comfort Solutions | HVAC Equipment & Accessories | BTL1250F08-125NN | Vertical ASME Buffer Tanks. 1250 GAL, 8". 125 PSI. Low Nozzle | 1982990 | HVAC & Plumbing | Buffer Tanks | 1250 GAL, 8" | - | - | Mech T Threaded · Red · DN100-20 · 114,3-26,7mm - NPT Painted Finish | 723 | Fire Fighting & Detection | Grooved Couplings & Fittings | DN100-20 | Ductile Iron Painted Finish | -
TACO Comfort Solutions | HVAC Equipment & Accessories | BTL1250F10-125NN | Vertical ASME Buffer Tanks. 1250 GAL, 10". 125 PSI. Low Nozzle | 2025223 | HVAC & Plumbing | Buffer Tanks | 1250 GAL, 10" | - | - | Mech T Threaded · Red · DN100-25 · 114,3-33,7mm - NPT Painted Finish | 528 | Fire Fighting & Detection | Grooved Couplings & Fittings | DN100-25 | Ductile Iron Painted Finish | -
TACO Comfort Solutions | HVAC Equipment & Accessories | BTL1250F12-125NN | Vertical ASME Buffer Tanks. 1250 GAL, 12". 125 PSI. Low Nozzle | 2063062 | HVAC & Plumbing | Buffer Tanks | 1250 GAL, 12" | - | - | Mech T Threaded · Red · DN100-32 · 114,3-42,4mm - NPT Painted Finish | 560 | Fire Fighting & Detection | Grooved Couplings & Fittings | DN100-32 | Ductile Iron Painted Finish | -
TACO Comfort Solutions | HVAC Equipment & Accessories | BTH1500F06-125NN | Vertical ASME Buffer Tanks. 1500 GAL, 6". 125 PSI. High Nozzle | 2059888 | HVAC & Plumbing | Buffer Tanks | 1500 GAL, 6" | - | - | Mech T Threaded · Red · DN100-40 · 114,3-48,3mm - NPT Painted Finish | 595 | Fire Fighting & Detection | Grooved Couplings & Fittings | DN100-40 | Ductile Iron Painted Finish | -
TACO Comfort Solutions | HVAC Equipment & Accessories | BTH1500F08-125NN | Vertical ASME Buffer Tanks. 1500 GAL, 8". 125 PSI. High Nozzle | 2109201 | HVAC & Plumbing | Buffer Tanks | 1500 GAL, 8" | - | - | Mech T Threaded · Red · DN100-50 · 114,3-60,3mm - NPT Painted Finish | 595 | Fire Fighting & Detection | Grooved Couplings & Fittings | DN100-50 | Ductile Iron Painted Finish | -
TACO Comfort Solutions | HVAC Equipment & Accessories | BTH1500F10-125NN | Vertical ASME Buffer Tanks. 1500 GAL, 10". 125 PSI. High Nozzle | 2188052 | HVAC & Plumbing | Buffer Tanks | 1500 GAL, 10" | - | - | Mech T Threaded · Red · DN150-25 · 168,3-33,7mm - NPT Painted Finish | 778 | Fire Fighting & Detection | Grooved Couplings & Fittings | DN150-25 | Ductile Iron Painted Finish | -
TACO Comfort Solutions | HVAC Equipment & Accessories | BTH1500F12-125NN | Vertical ASME Buffer Tanks. 1500 GAL, 12". 125 PSI. High Nozzle | 2198305 | HVAC & Plumbing | Buffer Tanks | 1500 GAL, 12" | - | - | Mech T Threaded · Red · DN150-32 · 168,3-42,4mm - NPT Painted Finish | 829 | Fire Fighting & Detection | Grooved Couplings & Fittings | DN150-32 | Ductile Iron Painted Finish | -
TACO Comfort Solutions | HVAC Equipment & Accessories | BTL1500F06-125NN | Vertical ASME Buffer Tanks. 1500 GAL, 6". 125 PSI. Low Nozzle | 2059888 | HVAC & Plumbing | Buffer Tanks | 1500 GAL, 6" | - | - | Mech T Threaded · Red · DN150-40 · 168,3-48,3mm - NPT Painted Finish | 829 | Fire Fighting & Detection | Grooved Couplings & Fittings | DN150-40 | Ductile Iron Painted Finish | -
TACO Comfort Solutions | HVAC Equipment & Accessories | BTL1500F08-125NN | Vertical ASME Buffer Tanks. 1500 GAL, 8". 125 PSI. Low Nozzle | 2109201 | HVAC & Plumbing | Buffer Tanks | 1500 GAL, 8" | - | - | Mech T Threaded · Red · DN150-50 · 168,3-60,3mm - NPT Painted Finish | 861 | Fire Fighting & Detection | Grooved Couplings & Fittings | DN150-50 | Ductile Iron Painted Finish | -
TACO Comfort Solutions | HVAC Equipment & Accessories | BTL1500F10-125NN | Vertical ASME Buffer Tanks. 1500 GAL, 10". 125 PSI. Low Nozzle | 2188052 | HVAC & Plumbing | Buffer Tanks | 1500 GAL, 10" | - | - | Mech T Threaded · Red · DN200-25 · 219,1-33,7mm - NPT Painted Finish | 1128 | Fire Fighting & Detection | Grooved Couplings & Fittings | DN200-25 | Ductile Iron Painted Finish | -
TACO Comfort Solutions | HVAC Equipment & Accessories | BTL1500F12-125NN | Vertical ASME Buffer Tanks. 1500 GAL, 12". 125 PSI. Low Nozzle | 2198305 | HVAC & Plumbing | Buffer Tanks | 1500 GAL, 12" | - | - | Mech T Threaded · Red · DN200-32 · 219,1-42,4mm - NPT Painted Finish | 1162 | Fire Fighting & Detection | Grooved Couplings & Fittings | DN200-32 | Ductile Iron Painted Finish | -
TACO Comfort Solutions | HVAC Equipment & Accessories | BTH1750F06-125NN | Vertical ASME Buffer Tanks. 1750 GAL, 6". 125 PSI. High Nozzle | 2568880 | HVAC & Plumbing | Buffer Tanks | 1750 GAL, 6" | - | - | Mech T Threaded · Red · DN200-40 · 219,1-48,3mm - NPT Painted Finish | 1194 | Fire Fighting & Detection | Grooved Couplings & Fittings | DN200-40 | Ductile Iron Painted Finish | -
TACO Comfort Solutions | HVAC Equipment & Accessories | BTH1750F08-125NN | Vertical ASME Buffer Tanks. 1750 GAL, 8". 125 PSI. High Nozzle | 2618680 | HVAC & Plumbing | Buffer Tanks | 1750 GAL, 8" | - | - | Mech T Threaded · Red · DN200-50 · 219,1-60,3mm - NPT Painted Finish | 1279 | Fire Fighting & Detection | Grooved Couplings & Fittings | DN200-50 | Ductile Iron Painted Finish | -
TACO Comfort Solutions | HVAC Equipment & Accessories | BTH1750F10-125NN | Vertical ASME Buffer Tanks. 1750 GAL, 10". 125 PSI. High Nozzle | 2704122 | HVAC & Plumbing | Buffer Tanks | 1750 GAL, 10" | - | - | Sprinkler T · Red · DN25-15 · 33,7-21,3mm · NPT Painted Finish | 197 | Fire Fighting & Detection | Grooved Couplings & Fittings | DN25-15 | Ductile Iron Painted Finish | -
TACO Comfort Solutions | HVAC Equipment & Accessories | BTH1750F12-125NN | Vertical ASME Buffer Tanks. 1750 GAL, 12". 125 PSI. High Nozzle | 2764176 | HVAC & Plumbing | Buffer Tanks | 1750 GAL, 12" | - | - | Sprinkler T · Red · DN25-20 · 33,7-26,9mm · NPT Painted Finish | 202 | Fire Fighting & Detection | Grooved Couplings & Fittings | DN25-20 | Ductile Iron Painted Finish | -
TACO Comfort Solutions | HVAC Equipment & Accessories | BTL1750F06-125NN | Vertical ASME Buffer Tanks. 1750 GAL, 6". 125 PSI. Low Nozzle | 2568880 | HVAC & Plumbing | Buffer Tanks | 1750 GAL, 6" | - | - | Sprinkler T · Red · DN32-15 · 42,4-21,3mm · NPT Painted Finish | 197 | Fire Fighting & Detection | Grooved Couplings & Fittings | DN32-15 | Ductile Iron Painted Finish | -
TACO Comfort Solutions | HVAC Equipment & Accessories | BTL1750F08-125NN | Vertical ASME Buffer Tanks. 1750 GAL, 8". 125 PSI. Low Nozzle | 2618680 | HVAC & Plumbing | Buffer Tanks | 1750 GAL, 8" | - | - | Sprinkler T · Red · DN32-20 · 42,4-26,9mm · NPT Painted Finish | 202 | Fire Fighting & Detection | Grooved Couplings & Fittings | DN32-20 | Ductile Iron Painted Finish | -
TACO Comfort Solutions | HVAC Equipment & Accessories | BTL1750F10-125NN | Vertical ASME Buffer Tanks. 1750 GAL, 10". 125 PSI. Low Nozzle | 2704122 | HVAC & Plumbing | Buffer Tanks | 1750 GAL, 10" | - | - | Sprinkler T · Red · DN32-25 · 42,4-33,7mm · NPT Painted Finish | 206 | Fire Fighting & Detection | Grooved Couplings & Fittings | DN32-25 | Ductile Iron Painted Finish | -
TACO Comfort Solutions | HVAC Equipment & Accessories | BTL1750F12-125NN | Vertical ASME Buffer Tanks. 1750 GAL, 12". 125 PSI. Low Nozzle | 2764176 | HVAC & Plumbing | Buffer Tanks | 1750 GAL, 12" | - | - | Sprinkler T · Red · DN40-15 · 48,3-21,3mm · NPT Painted Finish | 197 | Fire Fighting & Detection | Grooved Couplings & Fittings | DN40-15 | Ductile Iron Painted Finish | -
TACO Comfort Solutions | HVAC Equipment & Accessories | BTH2000F06-125NN | Vertical ASME Buffer Tanks. 2000 GAL, 6". 125 PSI. High Nozzle | 2693625 | HVAC & Plumbing | Buffer Tanks | 2000 GAL, 6" | - | - | Sprinkler T · Red · DN40-20 · 48,3-26,9mm · NPT Painted Finish | 202 | Fire Fighting & Detection | Grooved Couplings & Fittings | DN40-20 | Ductile Iron Painted Finish | -
TACO Comfort Solutions | HVAC Equipment & Accessories | BTH2000F08-125NN | Vertical ASME Buffer Tanks. 2000 GAL, 8". 125 PSI. High Nozzle | 2716328 | HVAC & Plumbing | Buffer Tanks | 2000 GAL, 8" | - | - | Sprinkler T · Red · DN40-25 · 48,3-33,7mm · NPT Painted Finish | 206 | Fire Fighting & Detection | Grooved Couplings & Fittings | DN40-25 | Ductile Iron Painted Finish | -
TACO Comfort Solutions | HVAC Equipment & Accessories | BTH2000F10-125NN | Vertical ASME Buffer Tanks. 2000 GAL, 10". 125 PSI. High Nozzle | 2742205 | HVAC & Plumbing | Buffer Tanks | 2000 GAL, 10" | - | - | Sprinkler T · Red · DN50-15 · 60,3-21,3mm · NPT Painted Finish | 225 | Fire Fighting & Detection | Grooved Couplings & Fittings | DN50-15 | Ductile Iron Painted Finish | -
TACO Comfort Solutions | HVAC Equipment & Accessories | BTH2000F12-125NN | Vertical ASME Buffer Tanks. 2000 GAL, 12". 125 PSI. High Nozzle | 2800306 | HVAC & Plumbing | Buffer Tanks | 2000 GAL, 12" | - | - | Sprinkler T · Red · DN50-20 · 60,3-26,9mm · NPT Painted Finish | 225 | Fire Fighting & Detection | Grooved Couplings & Fittings | DN50-20 | Ductile Iron Painted Finish | -
TACO Comfort Solutions | HVAC Equipment & Accessories | BTL2000F06-125NN | Vertical ASME Buffer Tanks. 2000 GAL, 6". 125 PSI. Low Nozzle | 2693625 | HVAC & Plumbing | Buffer Tanks | 2000 GAL, 6" | - | - | Sprinkler T · Red · DN50-25 · 60,3-33,7mm · NPT Painted Finish | 234 | Fire Fighting & Detection | Grooved Couplings & Fittings | DN50-25 | Ductile Iron Painted Finish | -
TACO Comfort Solutions | HVAC Equipment & Accessories | BTL2000F08-125NN | Vertical ASME Buffer Tanks. 2000 GAL, 8". 125 PSI. Low Nozzle | 2716328 | HVAC & Plumbing | Buffer Tanks | 2000 GAL, 8" | - | - | Sprinkler T · Red · DN65-15 · 73,0-21,3mm · NPT Painted Finish | 220 | Fire Fighting & Detection | Grooved Couplings & Fittings | DN65-15 | Ductile Iron Painted Finish | -
TACO Comfort Solutions | HVAC Equipment & Accessories | BTL2000F10-125NN | Vertical ASME Buffer Tanks. 2000 GAL, 10". 125 PSI. Low Nozzle | 2742205 | HVAC & Plumbing | Buffer Tanks | 2000 GAL, 10" | - | - | Sprinkler T · Red · DN65-20 · 73,0-26,9mm · NPT Painted Finish | 238 | Fire Fighting & Detection | Grooved Couplings & Fittings | DN65-20 | Ductile Iron Painted Finish | -
TACO Comfort Solutions | HVAC Equipment & Accessories | BTL2000F12-125NN | Vertical ASME Buffer Tanks. 2000 GAL, 12". 125 PSI. Low Nozzle | 2800306 | HVAC & Plumbing | Buffer Tanks | 2000 GAL, 12" | - | - | Sprinkler T · Red · DN65-25 · 73,0-33,7mm · NPT Painted Finish | 243 | Fire Fighting & Detection | Grooved Couplings & Fittings | DN65-25 | Ductile Iron Painted Finish | -
TACO Comfort Solutions | HVAC Equipment & Accessories | BTH2500F06-125NN | Vertical ASME Buffer Tanks. 2500 GAL, 6". 125 PSI. High Nozzle | 3613959 | HVAC & Plumbing | Buffer Tanks | 2500 GAL, 6" | - | - | Grooved Equal T · Red · DN65 · 73,0mm Painted Finish | 595 | Fire Fighting & Detection | Grooved Couplings & Fittings | DN65 | Ductile Iron Painted Finish | -
TACO Comfort Solutions | HVAC Equipment & Accessories | BTH2500F08-125NN | Vertical ASME Buffer Tanks. 2500 GAL, 8". 125 PSI. High Nozzle | 3658145 | HVAC & Plumbing | Buffer Tanks | 2500 GAL, 8" | - | - | Grooved Equal T · Red · DN80 · 88,9mm Painted Finish | 749 | Fire Fighting & Detection | Grooved Couplings & Fittings | DN80 | Ductile Iron Painted Finish | -
TACO Comfort Solutions | HVAC Equipment & Accessories | BTH2500F10-125NN | Vertical ASME Buffer Tanks. 2500 GAL, 10". 125 PSI. High Nozzle | 3715514 | HVAC & Plumbing | Buffer Tanks | 2500 GAL, 10" | - | - | Grooved Equal T · Red · DN100 · 114,3mm Painted Finish | 976 | Fire Fighting & Detection | Grooved Couplings & Fittings | DN100 | Ductile Iron Painted Finish | -
TACO Comfort Solutions | HVAC Equipment & Accessories | BTH2500F12-125NN | Vertical ASME Buffer Tanks. 2500 GAL, 12". 125 PSI. High Nozzle | 3797782 | HVAC & Plumbing | Buffer Tanks | 2500 GAL, 12" | - | - | Grooved Equal T · Red · DN150 · 168,3mm Painted Finish | 2129 | Fire Fighting & Detection | Grooved Couplings & Fittings | DN150 | Ductile Iron Painted Finish | -
TACO Comfort Solutions | HVAC Equipment & Accessories | BTL2500F06-125NN | Vertical ASME Buffer Tanks. 2500 GAL, 6". 125 PSI. Low Nozzle | 3613959 | HVAC & Plumbing | Buffer Tanks | 2500 GAL, 6" | - | - | Grooved Equal T · Red · DN200 · 219,1mm Painted Finish | 4606 | Fire Fighting & Detection | Grooved Couplings & Fittings | DN200 | Ductile Iron Painted Finish | -
TACO Comfort Solutions | HVAC Equipment & Accessories | BTL2500F08-125NN | Vertical ASME Buffer Tanks. 2500 GAL, 8". 125 PSI. Low Nozzle | 3658145 | HVAC & Plumbing | Buffer Tanks | 2500 GAL, 8" | - | - | Grooved Equal T · Red · DN250 · 273,0mm Painted Finish | 9397 | Fire Fighting & Detection | Grooved Couplings & Fittings | DN250 | Ductile Iron Painted Finish | -
TACO Comfort Solutions | HVAC Equipment & Accessories | BTL2500F10-125NN | Vertical ASME Buffer Tanks. 2500 GAL, 10". 125 PSI. Low Nozzle | 3715514 | HVAC & Plumbing | Buffer Tanks | 2500 GAL, 10" | - | - | Grooved Equal T · Red · DN300 · 323,9mm Painted Finish | 10215 | Fire Fighting & Detection | Grooved Couplings & Fittings | DN300 | Ductile Iron Painted Finish | -
TACO Comfort Solutions | HVAC Equipment & Accessories | BTL2500F12-125NN | Vertical ASME Buffer Tanks. 2500 GAL, 12". 125 PSI. Low Nozzle | 3797782 | HVAC & Plumbing | Buffer Tanks | 2500 GAL, 12" | - | - | Grooved Reducing T · Red · DN50-25 · 60,3-33,7mm Painted Finish | 360 | Fire Fighting & Detection | Grooved Couplings & Fittings | DN50-25 | Ductile Iron Painted Finish | -
TACO Comfort Solutions | HVAC Equipment & Accessories | BTH3000F06-125NN | Vertical ASME Buffer Tanks. 3000 GAL, 6". 125 PSI. High Nozzle | 3857836 | HVAC & Plumbing | Buffer Tanks | 3000 GAL, 6" | - | - | Grooved Reducing T · Red · DN50-32 · 60,3-42,4mm Painted Finish | 360 | Fire Fighting & Detection | Grooved Couplings & Fittings | DN50-32 | Ductile Iron Painted Finish | -
TACO Comfort Solutions | HVAC Equipment & Accessories | BTH3000F08-125NN | Vertical ASME Buffer Tanks. 3000 GAL, 8". 125 PSI. High Nozzle | 4088286 | HVAC & Plumbing | Buffer Tanks | 3000 GAL, 8" | - | - | Grooved Reducing T · Red · DN50-40 · 60,3-48,3mm Painted Finish | 360 | Fire Fighting & Detection | Grooved Couplings & Fittings | DN50-40 | Ductile Iron Painted Finish | -
TACO Comfort Solutions | HVAC Equipment & Accessories | BTH3000F10-125NN | Vertical ASME Buffer Tanks. 3000 GAL, 10". 125 PSI. High Nozzle | 3991614 | HVAC & Plumbing | Buffer Tanks | 3000 GAL, 10" | - | - | Grooved Reducing T · Red · DN65-25 · 73,0-33,7mm Painted Finish | 473 | Fire Fighting & Detection | Grooved Couplings & Fittings | DN65-25 | Ductile Iron Painted Finish | -
TACO Comfort Solutions | HVAC Equipment & Accessories | BTH3000F12-125NN | Vertical ASME Buffer Tanks. 3000 GAL, 12". 125 PSI. High Nozzle | 4164207 | HVAC & Plumbing | Buffer Tanks | 3000 GAL, 12" | - | - | Grooved Reducing T · Red · DN65-32 · 73,0-42,4mm Painted Finish | 450 | Fire Fighting & Detection | Grooved Couplings & Fittings | DN65-32 | Ductile Iron Painted Finish | -
TACO Comfort Solutions | HVAC Equipment & Accessories | BTL3000F06-125NN | Vertical ASME Buffer Tanks. 3000 GAL, 6". 125 PSI. Low Nozzle | 3857836 | HVAC & Plumbing | Buffer Tanks | 3000 GAL, 6" | - | - | Grooved Reducing T · Red · DN65-40 · 73,0-48,3mm Painted Finish | 450 | Fire Fighting & Detection | Grooved Couplings & Fittings | DN65-40 | Ductile Iron Painted Finish | -
TACO Comfort Solutions | HVAC Equipment & Accessories | BTL3000F08-125NN | Vertical ASME Buffer Tanks. 3000 GAL, 8". 125 PSI. Low Nozzle | 4088286 | HVAC & Plumbing | Buffer Tanks | 3000 GAL, 8" | - | - | Grooved Reducing T · Red · DN65-50 · 73,0-60,3mm Painted Finish | 473 | Fire Fighting & Detection | Grooved Couplings & Fittings | DN65-50 | Ductile Iron Painted Finish | -
TACO Comfort Solutions | HVAC Equipment & Accessories | BTL3000F10-125NN | Vertical ASME Buffer Tanks. 3000 GAL, 10". 125 PSI. Low Nozzle | 3991614 | HVAC & Plumbing | Buffer Tanks | 3000 GAL, 10" | - | - | Grooved Reducing T · Red · DN80-65 · 88,9-73,0mm Painted Finish | 774 | Fire Fighting & Detection | Grooved Couplings & Fittings | DN80-65 | Ductile Iron Painted Finish | -
TACO Comfort Solutions | HVAC Equipment & Accessories | BTL3000F12-125NN | Vertical ASME Buffer Tanks. 3000 GAL, 12". 125 PSI. Low Nozzle | 4164207 | HVAC & Plumbing | Buffer Tanks | 3000 GAL, 12" | - | - | Grooved Reducing T · Red · DN100-65 · 114,3-73,0mm Painted Finish | 1045 | Fire Fighting & Detection | Grooved Couplings & Fittings | DN100-65 | Ductile Iron Painted Finish | -
TACO Comfort Solutions | HVAC Equipment & Accessories | CA90-125 | Expansion Tanks. 90 L. 125 PSI. | 185287 | HVAC & Plumbing | Expansion Tanks | 90 L | - | - | Grooved Reducing T · Red · DN100-65 · 114,3-76,1mm Painted Finish | 896 | Fire Fighting & Detection | Grooved Couplings & Fittings | DN100-65 | Ductile Iron Painted Finish | -
TACO Comfort Solutions | HVAC Equipment & Accessories | CA140-125 | Expansion Tanks. 140 L. 125 PSI. | 197188 | HVAC & Plumbing | Expansion Tanks | 140 L | - | - | Grooved Reducing T · Red · DN100-80 · 114,3-88,9mm Painted Finish | 925 | Fire Fighting & Detection | Grooved Couplings & Fittings | DN100-80 | Ductile Iron Painted Finish | -
TACO Comfort Solutions | HVAC Equipment & Accessories | CA215-125 | Expansion Tanks. 215 L. 125 PSI. | 228862 | HVAC & Plumbing | Expansion Tanks | 215 L | - | - | Grooved Reducing T · Red · DN150-80 · 168,3-88,9mm Painted Finish | 1631 | Fire Fighting & Detection | Grooved Couplings & Fittings | DN150-80 | Ductile Iron Painted Finish | -
TACO Comfort Solutions | HVAC Equipment & Accessories | CA300-125 | Expansion Tanks. 300 L. 125 PSI. | 242228 | HVAC & Plumbing | Expansion Tanks | 300 L | - | - | Grooved Reducing T · Red · DN150-100 · 168,3-114,3mm Painted Finish | 1812 | Fire Fighting & Detection | Grooved Couplings & Fittings | DN150-100 | Ductile Iron Painted Finish | -
TACO Comfort Solutions | HVAC Equipment & Accessories | CA450-125 | Expansion Tanks. 450 L. 125 PSI. | 268776 | HVAC & Plumbing | Expansion Tanks | 450 L | - | - | Grooved Reducing T · Red · DN200-80 · 219,1-88,9mm Painted Finish | 4255 | Fire Fighting & Detection | Grooved Couplings & Fittings | DN200-80 | Ductile Iron Painted Finish | -
TACO Comfort Solutions | HVAC Equipment & Accessories | CA500-125 | Expansion Tanks. 500 L. 125 PSI. | 310704 | HVAC & Plumbing | Expansion Tanks | 500 L | - | - | Grooved Reducing T · Red · DN200-100 · 219,1-114,3mm Painted Finish | 4255 | Fire Fighting & Detection | Grooved Couplings & Fittings | DN200-100 | Ductile Iron Painted Finish | -
TACO Comfort Solutions | HVAC Equipment & Accessories | CA600-125 | Expansion Tanks. 600 L. 125 PSI. | 357758 | HVAC & Plumbing | Expansion Tanks | 600 L | - | - | Grooved Reducing T · Red · DN200-150 · 219,1-168,3mm Painted Finish | 4255 | Fire Fighting & Detection | Grooved Couplings & Fittings | DN200-150 | Ductile Iron Painted Finish | -
TACO Comfort Solutions | HVAC Equipment & Accessories | CA700-125 | Expansion Tanks. 700 L. 125 PSI. | 382109 | HVAC & Plumbing | Expansion Tanks | 700 L | - | - | Grooved Reducing T · Red · DN250-150 · 273,0-168,3mm Painted Finish | 9397 | Fire Fighting & Detection | Grooved Couplings & Fittings | DN250-150 | Ductile Iron Painted Finish | -
TACO Comfort Solutions | HVAC Equipment & Accessories | CA800-125 | Expansion Tanks. 800 L. 125 PSI. | 403165 | HVAC & Plumbing | Expansion Tanks | 800 L | - | - | Grooved Reducing T · Red · DN250-200 · 273,0-219,1mm Painted Finish | 9397 | Fire Fighting & Detection | Grooved Couplings & Fittings | DN250-200 | Ductile Iron Painted Finish | -
TACO Comfort Solutions | HVAC Equipment & Accessories | CA900-125 | Expansion Tanks. 900 L. 125 PSI. | 489034 | HVAC & Plumbing | Expansion Tanks | 900 L | - | - | Grooved Reducing T · Red · DN300-100 · 323,9-114,3mm Painted Finish | 11297 | Fire Fighting & Detection | Grooved Couplings & Fittings | DN300-100 | Ductile Iron Painted Finish | -
TACO Comfort Solutions | HVAC Equipment & Accessories | CA1000-125 | Expansion Tanks. 1000 L. 125 PSI. | 499653 | HVAC & Plumbing | Expansion Tanks | 1000 L | - | - | Grooved Reducing T · Red · DN300-150 · 323,9-168,3mm Painted Finish | 11297 | Fire Fighting & Detection | Grooved Couplings & Fittings | DN300-150 | Ductile Iron Painted Finish | -
TACO Comfort Solutions | HVAC Equipment & Accessories | CA1100-125 | Expansion Tanks. 1100 L. 125 PSI. | 524370 | HVAC & Plumbing | Expansion Tanks | 1100 L | - | - | Grooved Reducing T · Red · DN300-200 · 323,9-219,1mm Painted Finish | 11297 | Fire Fighting & Detection | Grooved Couplings & Fittings | DN300-200 | Ductile Iron Painted Finish | -
TACO Comfort Solutions | HVAC Equipment & Accessories | CA1200-125 | Expansion Tanks. 1200 L. 125 PSI. | 541947 | HVAC & Plumbing | Expansion Tanks | 1200 L | - | - | Grooved Reducing T · Red · DN300-250 · 323,9-273,0mm Painted Finish | 11297 | Fire Fighting & Detection | Grooved Couplings & Fittings | DN300-250 | Ductile Iron Painted Finish | -
TACO Comfort Solutions | HVAC Equipment & Accessories | CA1300-125 | Expansion Tanks. 1300 L. 125 PSI. | 564833 | HVAC & Plumbing | Expansion Tanks | 1300 L | - | - | Threaded Reducing T · Red · DN32-25 · 42,4-33,7mm - NPT Painted Finish | 356 | Fire Fighting & Detection | Grooved Couplings & Fittings | DN32-25 | Ductile Iron Painted Finish | -
TACO Comfort Solutions | HVAC Equipment & Accessories | CA1400-125 | Expansion Tanks. 1400 L. 125 PSI. | 583875 | HVAC & Plumbing | Expansion Tanks | 1400 L | - | - | Threaded Reducing T · Red · DN40-25 · 48,3-33,7mm - NPT Painted Finish | 379 | Fire Fighting & Detection | Grooved Couplings & Fittings | DN40-25 | Ductile Iron Painted Finish | -
TACO Comfort Solutions | HVAC Equipment & Accessories | CA1500-125 | Expansion Tanks. 1500 L. 125 PSI. | 725037 | HVAC & Plumbing | Expansion Tanks | 1500 L | - | - | Threaded Reducing T · Red · DN50-25 · 60,3-33,7mm - NPT Painted Finish | 491 | Fire Fighting & Detection | Grooved Couplings & Fittings | DN50-25 | Ductile Iron Painted Finish | -
TACO Comfort Solutions | HVAC Equipment & Accessories | CA1600-125 | Expansion Tanks. 1600 L. 125 PSI. | 752867 | HVAC & Plumbing | Expansion Tanks | 1600 L | - | - | Threaded Reducing T · Red · DN50-32 · 60,3-42,4mm - NPT Painted Finish | 491 | Fire Fighting & Detection | Grooved Couplings & Fittings | DN50-32 | Ductile Iron Painted Finish | -
TACO Comfort Solutions | HVAC Equipment & Accessories | CA1800-125 | Expansion Tanks. 1800 L. 125 PSI. | 773556 | HVAC & Plumbing | Expansion Tanks | 1800 L | - | - | Threaded Reducing T · Red · DN50-40 · 60,3-48,3mm - NPT Painted Finish | 491 | Fire Fighting & Detection | Grooved Couplings & Fittings | DN50-40 | Ductile Iron Painted Finish | -
TACO Comfort Solutions | HVAC Equipment & Accessories | CA2000-125 | Expansion Tanks. 2000 L. 125 PSI. | 817864 | HVAC & Plumbing | Expansion Tanks | 2000 L | - | - | Threaded Reducing T · Red · DN65-25 · 73,0-33,7mm - NPT Painted Finish | 491 | Fire Fighting & Detection | Grooved Couplings & Fittings | DN65-25 | Ductile Iron Painted Finish | -
TACO Comfort Solutions | HVAC Equipment & Accessories | CA2500-125 | Expansion Tanks. 2500 L. 125 PSI. | 901170 | HVAC & Plumbing | Expansion Tanks | 2500 L | - | - | Threaded Reducing T · Red · DN65-32 · 73,0-42,4mm - NPT Painted Finish | 491 | Fire Fighting & Detection | Grooved Couplings & Fittings | DN65-32 | Ductile Iron Painted Finish | -
TACO Comfort Solutions | HVAC Equipment & Accessories | CA3000-125 | Expansion Tanks. 3000 L. 125 PSI. | 1324109 | HVAC & Plumbing | Expansion Tanks | 3000 L | - | - | Threaded Reducing T · Red · DN65-40 · 73,0-48,3mm - NPT Painted Finish | 491 | Fire Fighting & Detection | Grooved Couplings & Fittings | DN65-40 | Ductile Iron Painted Finish | -
TACO Comfort Solutions | HVAC Equipment & Accessories | CA4000-125 | Expansion Tanks. 4000 L. 125 PSI. | 1451540 | HVAC & Plumbing | Expansion Tanks | 4000 L | - | - | Threaded Reducing T · Red · DN65-50 · 73,0-60,3mm - NPT Painted Finish | 533 | Fire Fighting & Detection | Grooved Couplings & Fittings | DN65-50 | Ductile Iron Painted Finish | -
TACO Comfort Solutions | HVAC Equipment & Accessories | CA5000-125 | Expansion Tanks. 5000 L. 125 PSI. | 1727457 | HVAC & Plumbing | Expansion Tanks | 5000 L | - | - | Threaded Reducing T · Red · DN80-25 · 88,9-33,7mm - NPT Painted Finish | 558 | Fire Fighting & Detection | Grooved Couplings & Fittings | DN80-25 | Ductile Iron Painted Finish | -
TACO Comfort Solutions | HVAC Equipment & Accessories | CA7500-125 | Expansion Tanks. 7500 L. 125 PSI. | 2419722 | HVAC & Plumbing | Expansion Tanks | 7500 L | - | - | Threaded Reducing T · Red · DN80-32 · 88,9-42,4mm - NPT Painted Finish | 558 | Fire Fighting & Detection | Grooved Couplings & Fittings | DN80-32 | Ductile Iron Painted Finish | -
TACO Comfort Solutions | HVAC Equipment & Accessories | CA10000-125 | Expansion Tanks. 10000 L. 125 PSI. | 2660303 | HVAC & Plumbing | Expansion Tanks | 10000 L | - | - | Threaded Reducing T · Red · DN80-40 · 88,9-48,3mm - NPT Painted Finish | 558 | Fire Fighting & Detection | Grooved Couplings & Fittings | DN80-40 | Ductile Iron Painted Finish | -
TACO Comfort Solutions | HVAC Equipment & Accessories | CX30-125 | Expansion Tanks. 8 GAL. 125 PSI. | 82390 | HVAC & Plumbing | Expansion Tanks | 8 GAL | - | - | Threaded Reducing T · Red · DN80-50 · 88,9-60,3mm - NPT Painted Finish | 558 | Fire Fighting & Detection | Grooved Couplings & Fittings | DN80-50 | Ductile Iron Painted Finish | -
TACO Comfort Solutions | HVAC Equipment & Accessories | CX42-125 | Expansion Tanks. 11 GAL. 125 PSI. | 82939 | HVAC & Plumbing | Expansion Tanks | 11 GAL | - | - | Threaded Reducing T · Red · DN100-25 · 114,3-33,7mm - NPT Painted Finish | 914 | Fire Fighting & Detection | Grooved Couplings & Fittings | DN100-25 | Ductile Iron Painted Finish | -
TACO Comfort Solutions | HVAC Equipment & Accessories | CX84-125 | Expansion Tanks. 23 GAL. 125 PSI. | 100882 | HVAC & Plumbing | Expansion Tanks | 23 GAL | - | - | Threaded Reducing T · Red · DN100-32 · 114,3-42,4mm - NPT Painted Finish | 914 | Fire Fighting & Detection | Grooved Couplings & Fittings | DN100-32 | Ductile Iron Painted Finish | -
TACO Comfort Solutions | HVAC Equipment & Accessories | CX130-125 | Expansion Tanks. 35 GAL. 125 PSI. | 109121 | HVAC & Plumbing | Expansion Tanks | 35 GAL | - | - | Threaded Reducing T · Red · DN100-40 · 114,3-48,3mm - NPT Painted Finish | 914 | Fire Fighting & Detection | Grooved Couplings & Fittings | DN100-40 | Ductile Iron Painted Finish | -
TACO Comfort Solutions | HVAC Equipment & Accessories | CX170-125 | Expansion Tanks. 45 GAL. 125 PSI. | 123402 | HVAC & Plumbing | Expansion Tanks | 45 GAL | - | - | Threaded Reducing T · Red · DN100-50 · 114,3-60,3mm - NPT Painted Finish | 914 | Fire Fighting & Detection | Grooved Couplings & Fittings | DN100-50 | Ductile Iron Painted Finish | -
TACO Comfort Solutions | HVAC Equipment & Accessories | CX215-125 | Expansion Tanks. 57 GAL. 125 PSI. | 138416 | HVAC & Plumbing | Expansion Tanks | 57 GAL | - | - | Threaded Reducing T · Red · DN150-25 · 168,3-33,7mm - NPT Painted Finish | 1753 | Fire Fighting & Detection | Grooved Couplings & Fittings | DN150-25 | Ductile Iron Painted Finish | -
TACO Comfort Solutions | HVAC Equipment & Accessories | CX254-125 | Expansion Tanks. 67 GAL. 125 PSI. | 142627 | HVAC & Plumbing | Expansion Tanks | 67 GAL | - | - | Threaded Reducing T · Red · DN150-32 · 168,3-42,4mm - NPT Painted Finish | 1753 | Fire Fighting & Detection | Grooved Couplings & Fittings | DN150-32 | Ductile Iron Painted Finish | -
TACO Comfort Solutions | HVAC Equipment & Accessories | CX300-125 | Expansion Tanks. 79 GAL. 125 PSI. | 159288 | HVAC & Plumbing | Expansion Tanks | 79 GAL | - | - | Threaded Reducing T · Red · DN150-40 · 168,3-48,3mm - NPT Painted Finish | 1753 | Fire Fighting & Detection | Grooved Couplings & Fittings | DN150-40 | Ductile Iron Painted Finish | -
TACO Comfort Solutions | HVAC Equipment & Accessories | CX350-125 | Expansion Tanks. 92 GAL. 125 PSI. | 168443 | HVAC & Plumbing | Expansion Tanks | 92 GAL | - | - | Threaded Reducing T · Red · DN150-50 · 168,3-60,3mm - NPT Painted Finish | 1867 | Fire Fighting & Detection | Grooved Couplings & Fittings | DN150-50 | Ductile Iron Painted Finish | -
TACO Comfort Solutions | HVAC Equipment & Accessories | CA90-150 | Expansion Tanks. 90 L. 150 PSI. | 218426 | HVAC & Plumbing | Expansion Tanks | 90 L | - | - | Split Flange PN16, UL/FM, 300PSI, DN65 Painted Finish | 657 | Fire Fighting & Detection | Grooved Couplings & Fittings | DN65 | Ductile Iron Painted Finish | -
TACO Comfort Solutions | HVAC Equipment & Accessories | CA140-150 | Expansion Tanks. 140 L. 150 PSI. | 230327 | HVAC & Plumbing | Expansion Tanks | 140 L | - | - | Split Flange PN16, UL/FM, 300PSI, DN80 Painted Finish | 749 | Fire Fighting & Detection | Grooved Couplings & Fittings | DN80 | Ductile Iron Painted Finish | -
TACO Comfort Solutions | HVAC Equipment & Accessories | CA215-150 | Expansion Tanks. 215 L. 150 PSI. | 262002 | HVAC & Plumbing | Expansion Tanks | 215 L | - | - | Split Flange PN16, UL/FM, 300PSI, DN100 Painted Finish | 1123 | Fire Fighting & Detection | Grooved Couplings & Fittings | DN100 | Ductile Iron Painted Finish | -
TACO Comfort Solutions | HVAC Equipment & Accessories | CA300-150 | Expansion Tanks. 300 L. 150 PSI. | 290381 | HVAC & Plumbing | Expansion Tanks | 300 L | - | - | Split Flange PN16, UL/FM, 300PSI, DN150 Painted Finish | 1530 | Fire Fighting & Detection | Grooved Couplings & Fittings | DN150 | Ductile Iron Painted Finish | -
TACO Comfort Solutions | HVAC Equipment & Accessories | CA450-150 | Expansion Tanks. 450 L. 150 PSI. | 316929 | HVAC & Plumbing | Expansion Tanks | 450 L | - | - | Split Flange PN16, UL/FM, 300PSI, DN200 Painted Finish | 2380 | Fire Fighting & Detection | Grooved Couplings & Fittings | DN200 | Ductile Iron Painted Finish | -
TACO Comfort Solutions | HVAC Equipment & Accessories | CA500-150 | Expansion Tanks. 500 L. 150 PSI. | 358857 | HVAC & Plumbing | Expansion Tanks | 500 L | - | - | Flange Adapter PN16, UL/FM, 300PSI, DN65 Painted Finish | 661 | Fire Fighting & Detection | Grooved Couplings & Fittings | DN65 | Ductile Iron Painted Finish | -
TACO Comfort Solutions | HVAC Equipment & Accessories | CA600-150 | Expansion Tanks. 600 L. 150 PSI. | 421840 | HVAC & Plumbing | Expansion Tanks | 600 L | - | - | Flange Adapter PN16, UL/FM, 300PSI, DN80 Painted Finish | 762 | Fire Fighting & Detection | Grooved Couplings & Fittings | DN80 | Ductile Iron Painted Finish | -
TACO Comfort Solutions | HVAC Equipment & Accessories | CA700-150 | Expansion Tanks. 700 L. 150 PSI. | 446191 | HVAC & Plumbing | Expansion Tanks | 700 L | - | - | Flange Adapter PN16, UL/FM, 300PSI, DN100 Painted Finish | 960 | Fire Fighting & Detection | Grooved Couplings & Fittings | DN100 | Ductile Iron Painted Finish | -
TACO Comfort Solutions | HVAC Equipment & Accessories | CA800-150 | Expansion Tanks. 800 L. 150 PSI. | 467246 | HVAC & Plumbing | Expansion Tanks | 800 L | - | - | Flange Adapter PN16, UL/FM, 300PSI, DN150 Painted Finish | 1438 | Fire Fighting & Detection | Grooved Couplings & Fittings | DN150 | Ductile Iron Painted Finish | -
TACO Comfort Solutions | HVAC Equipment & Accessories | CA900-150 | Expansion Tanks. 900 L. 150 PSI. | 563552 | HVAC & Plumbing | Expansion Tanks | 900 L | - | - | Flange Adapter PN16, UL/FM, 300PSI, DN200 Painted Finish | 2322 | Fire Fighting & Detection | Grooved Couplings & Fittings | DN200 | Ductile Iron Painted Finish | -
TACO Comfort Solutions | HVAC Equipment & Accessories | CA1000-150 | Expansion Tanks. 1000 L. 150 PSI. | 574171 | HVAC & Plumbing | Expansion Tanks | 1000 L | - | - | Flange Adapter PN16, UL/FM, 300PSI, DN250 Painted Finish | 4921 | Fire Fighting & Detection | Grooved Couplings & Fittings | DN250 | Ductile Iron Painted Finish | -
TACO Comfort Solutions | HVAC Equipment & Accessories | CA1100-150 | Expansion Tanks. 1100 L. 150 PSI. | 598888 | HVAC & Plumbing | Expansion Tanks | 1100 L | - | - | Flange Adapter PN16, UL/FM, 300PSI, DN300 Painted Finish | 7490 | Fire Fighting & Detection | Grooved Couplings & Fittings | DN300 | Ductile Iron Painted Finish | -
TACO Comfort Solutions | HVAC Equipment & Accessories | CA1200-150 | Expansion Tanks. 1200 L. 150 PSI. | 616465 | HVAC & Plumbing | Expansion Tanks | 1200 L | - | - | Grooved Eccentric Reducer UL/FM 300PSI, DN80x50 Painted Finish | 588 | Fire Fighting & Detection | Grooved Couplings & Fittings | DN80x50 | Ductile Iron Painted Finish | -
TACO Comfort Solutions | HVAC Equipment & Accessories | CA1300-150 | Expansion Tanks. 1300 L. 150 PSI. | 639351 | HVAC & Plumbing | Expansion Tanks | 1300 L | - | - | Grooved Eccentric Reducer UL/FM 300PSI, DN100x50 Painted Finish | 831 | Fire Fighting & Detection | Grooved Couplings & Fittings | DN100x50 | Ductile Iron Painted Finish | -
TACO Comfort Solutions | HVAC Equipment & Accessories | CA1400-150 | Expansion Tanks. 1400 L. 150 PSI. | 658392 | HVAC & Plumbing | Expansion Tanks | 1400 L | - | - | Grooved Eccentric Reducer UL/FM 300PSI, DN100x65 Painted Finish | 831 | Fire Fighting & Detection | Grooved Couplings & Fittings | DN100x65 | Ductile Iron Painted Finish | -
TACO Comfort Solutions | HVAC Equipment & Accessories | CA1500-150 | Expansion Tanks. 1500 L. 150 PSI. | 809991 | HVAC & Plumbing | Expansion Tanks | 1500 L | - | - | Grooved Eccentric Reducer UL/FM 300PSI, DN100x80 Painted Finish | 831 | Fire Fighting & Detection | Grooved Couplings & Fittings | DN100x80 | Ductile Iron Painted Finish | -
TACO Comfort Solutions | HVAC Equipment & Accessories | CA1600-150 | Expansion Tanks. 1600 L. 150 PSI. | 837821 | HVAC & Plumbing | Expansion Tanks | 1600 L | - | - | Grooved Eccentric Reducer UL/FM 300PSI, DN150x80 Painted Finish | 1357 | Fire Fighting & Detection | Grooved Couplings & Fittings | DN150x80 | Ductile Iron Painted Finish | -
TACO Comfort Solutions | HVAC Equipment & Accessories | CA1800-150 | Expansion Tanks. 1800 L. 150 PSI. | 858510 | HVAC & Plumbing | Expansion Tanks | 1800 L | - | - | Grooved Eccentric Reducer UL/FM 300PSI, DN150x100 Painted Finish | 1357 | Fire Fighting & Detection | Grooved Couplings & Fittings | DN150x100 | Ductile Iron Painted Finish | -
TACO Comfort Solutions | HVAC Equipment & Accessories | CA2000-150 | Expansion Tanks. 2000 L. 150 PSI. | 902818 | HVAC & Plumbing | Expansion Tanks | 2000 L | - | - | Grooved Eccentric Reducer UL/FM 300PSI, DN200x80 Painted Finish | 1849 | Fire Fighting & Detection | Grooved Couplings & Fittings | DN200x80 | Ductile Iron Painted Finish | -
TACO Comfort Solutions | HVAC Equipment & Accessories | CA90-250 | Expansion Tanks. 90 L. 250 PSI. | 249918 | HVAC & Plumbing | Expansion Tanks | 90 L | - | - | Grooved Eccentric Reducer UL/FM 300PSI, DN200x100 Painted Finish | 1849 | Fire Fighting & Detection | Grooved Couplings & Fittings | DN200x100 | Ductile Iron Painted Finish | -
TACO Comfort Solutions | HVAC Equipment & Accessories | CA140-250 | Expansion Tanks. 140 L. 250 PSI. | 261819 | HVAC & Plumbing | Expansion Tanks | 140 L | - | - | Grooved Eccentric Reducer UL/FM 300PSI, DN200x150 Painted Finish | 1849 | Fire Fighting & Detection | Grooved Couplings & Fittings | DN200x150 | Ductile Iron Painted Finish | -
TACO Comfort Solutions | HVAC Equipment & Accessories | CA215-250 | Expansion Tanks. 215 L. 250 PSI. | 293493 | HVAC & Plumbing | Expansion Tanks | 215 L | - | - | Grooved Eccentric Reducer UL/FM 300PSI, DN250x150 Painted Finish | 3786 | Fire Fighting & Detection | Grooved Couplings & Fittings | DN250x150 | Ductile Iron Painted Finish | -
TACO Comfort Solutions | HVAC Equipment & Accessories | CA300-250 | Expansion Tanks. 300 L. 250 PSI. | 353181 | HVAC & Plumbing | Expansion Tanks | 300 L | - | - | Grooved Eccentric Reducer UL/FM 300PSI, DN250x200 Painted Finish | 3786 | Fire Fighting & Detection | Grooved Couplings & Fittings | DN250x200 | Ductile Iron Painted Finish | -
TACO Comfort Solutions | HVAC Equipment & Accessories | CA450-250 | Expansion Tanks. 450 L. 250 PSI. | 379729 | HVAC & Plumbing | Expansion Tanks | 450 L | - | - | Grooved Eccentric Reducer UL/FM 232 PSI to 500 PSI, DN32x25 Painted Finish | 133 | Fire Fighting & Detection | Grooved Couplings & Fittings | DN32x25 | Ductile Iron Painted Finish | -
TACO Comfort Solutions | HVAC Equipment & Accessories | CA500-250 | Expansion Tanks. 500 L. 250 PSI. | 421657 | HVAC & Plumbing | Expansion Tanks | 500 L | - | - | Grooved Eccentric Reducer UL/FM 232 PSI to 500 PSI, DN40x25 Painted Finish | 133 | Fire Fighting & Detection | Grooved Couplings & Fittings | DN40x25 | Ductile Iron Painted Finish | -
TACO Comfort Solutions | HVAC Equipment & Accessories | CA600-250 | Expansion Tanks. 600 L. 250 PSI. | 550186 | HVAC & Plumbing | Expansion Tanks | 600 L | - | - | Grooved Eccentric Reducer UL/FM 232 PSI to 500 PSI, DN32x25 Painted Finish | 133 | Fire Fighting & Detection | Grooved Couplings & Fittings | DN32x25 | Ductile Iron Painted Finish | -
TACO Comfort Solutions | HVAC Equipment & Accessories | CA700-250 | Expansion Tanks. 700 L. 250 PSI. | 574537 | HVAC & Plumbing | Expansion Tanks | 700 L | - | - | Grooved Eccentric Reducer UL/FM 232 PSI to 500 PSI, DN50x25 Painted Finish | 192 | Fire Fighting & Detection | Grooved Couplings & Fittings | DN50x25 | Ductile Iron Painted Finish | -
TACO Comfort Solutions | HVAC Equipment & Accessories | CA800-250 | Expansion Tanks. 800 L. 250 PSI. | 595592 | HVAC & Plumbing | Expansion Tanks | 800 L | - | - | Grooved Eccentric Reducer UL/FM 232 PSI to 500 PSI, DN50x32 Painted Finish | 176 | Fire Fighting & Detection | Grooved Couplings & Fittings | DN50x32 | Ductile Iron Painted Finish | -
TACO Comfort Solutions | HVAC Equipment & Accessories | CA900-250 | Expansion Tanks. 900 L. 250 PSI. | 732727 | HVAC & Plumbing | Expansion Tanks | 900 L | - | - | Grooved Eccentric Reducer UL/FM 232 PSI to 500 PSI, DN50x40 Painted Finish | 176 | Fire Fighting & Detection | Grooved Couplings & Fittings | DN50x40 | Ductile Iron Painted Finish | -
TACO Comfort Solutions | HVAC Equipment & Accessories | CA1000-250 | Expansion Tanks. 1000 L. 250 PSI. | 743346 | HVAC & Plumbing | Expansion Tanks | 1000 L | - | - | Grooved Eccentric Reducer UL/FM 232 PSI to 500 PSI, DN65x32 Painted Finish | 186 | Fire Fighting & Detection | Grooved Couplings & Fittings | DN65x32 | Ductile Iron Painted Finish | -
TACO Comfort Solutions | HVAC Equipment & Accessories | CA1100-250 | Expansion Tanks. 1100 L. 250 PSI. | 768064 | HVAC & Plumbing | Expansion Tanks | 1100 L | - | - | Grooved Eccentric Reducer UL/FM 232 PSI to 500 PSI, DN65x40 Painted Finish | 186 | Fire Fighting & Detection | Grooved Couplings & Fittings | DN65x40 | Ductile Iron Painted Finish | -
TACO Comfort Solutions | HVAC Equipment & Accessories | CA1200-250 | Expansion Tanks. 1200 L. 250 PSI. | 785640 | HVAC & Plumbing | Expansion Tanks | 1200 L | - | - | Grooved Eccentric Reducer UL/FM 232 PSI to 500 PSI, DN65x50 Painted Finish | 245 | Fire Fighting & Detection | Grooved Couplings & Fittings | DN65x50 | Ductile Iron Painted Finish | -
TACO Comfort Solutions | HVAC Equipment & Accessories | CA1300-250 | Expansion Tanks. 1300 L. 250 PSI. | 808527 | HVAC & Plumbing | Expansion Tanks | 1300 L | - | - | Grooved Eccentric Reducer UL/FM 232 PSI to 500 PSI, DN80x65 Painted Finish | 310 | Fire Fighting & Detection | Grooved Couplings & Fittings | DN80x65 | Ductile Iron Painted Finish | -
TACO Comfort Solutions | HVAC Equipment & Accessories | CA1400-250 | Expansion Tanks. 1400 L. 250 PSI. | 827568 | HVAC & Plumbing | Expansion Tanks | 1400 L | - | - | Grooved Eccentric Reducer UL/FM 232 PSI to 500 PSI, DN100x65 Painted Finish | 425 | Fire Fighting & Detection | Grooved Couplings & Fittings | DN100x65 | Ductile Iron Painted Finish | -
TACO Comfort Solutions | HVAC Equipment & Accessories | CA1500-250 | Expansion Tanks. 1500 L. 250 PSI. | 1169764 | HVAC & Plumbing | Expansion Tanks | 1500 L | - | - | Grooved Eccentric Reducer UL/FM 232 PSI to 500 PSI, DN100x80 Painted Finish | 425 | Fire Fighting & Detection | Grooved Couplings & Fittings | DN100x80 | Ductile Iron Painted Finish | -
TACO Comfort Solutions | HVAC Equipment & Accessories | CA1600-250 | Expansion Tanks. 1600 L. 250 PSI. | 1197594 | HVAC & Plumbing | Expansion Tanks | 1600 L | - | - | Grooved Eccentric Reducer UL/FM 232 PSI to 500 PSI, DN150x65 Painted Finish | 783 | Fire Fighting & Detection | Grooved Couplings & Fittings | DN150x65 | Ductile Iron Painted Finish | -
TACO Comfort Solutions | HVAC Equipment & Accessories | CA1800-250 | Expansion Tanks. 1800 L. 250 PSI. | 1218283 | HVAC & Plumbing | Expansion Tanks | 1800 L | - | - | Grooved Eccentric Reducer UL/FM 232 PSI to 500 PSI, DN150x80 Painted Finish | 783 | Fire Fighting & Detection | Grooved Couplings & Fittings | DN150x80 | Ductile Iron Painted Finish | -
TACO Comfort Solutions | HVAC Equipment & Accessories | CA2000-250 | Expansion Tanks. 2000 L. 250 PSI. | 1262591 | HVAC & Plumbing | Expansion Tanks | 2000 L | - | - | Grooved Eccentric Reducer UL/FM 232 PSI to 500 PSI, DN150x100 Painted Finish | 783 | Fire Fighting & Detection | Grooved Couplings & Fittings | DN150x100 | Ductile Iron Painted Finish | -
TACO Comfort Solutions | HVAC Equipment & Accessories | CBX15-125 | Vertical Expansion Tanks with Bottom System Connection. 4 GAL. 125 PSI. | 88615 | HVAC & Plumbing | Expansion Tanks | 4 GAL | - | - | Grooved Eccentric Reducer UL/FM 232 PSI to 500 PSI, DN200x65 Painted Finish | 1249 | Fire Fighting & Detection | Grooved Couplings & Fittings | DN200x65 | Ductile Iron Painted Finish | -
TACO Comfort Solutions | HVAC Equipment & Accessories | CBX30-125 | Vertical Expansion Tanks with Bottom System Connection. 8 GAL. 125 PSI. | 94474 | HVAC & Plumbing | Expansion Tanks | 8 GAL | - | - | Grooved Eccentric Reducer UL/FM 232 PSI to 500 PSI, DN200x80 Painted Finish | 1249 | Fire Fighting & Detection | Grooved Couplings & Fittings | DN200x80 | Ductile Iron Painted Finish | -
TACO Comfort Solutions | HVAC Equipment & Accessories | CBX42-125 | Vertical Expansion Tanks with Bottom System Connection. 11 GAL. 125 PSI. | 99234 | HVAC & Plumbing | Expansion Tanks | 11 GAL | - | - | Grooved Eccentric Reducer UL/FM 232 PSI to 500 PSI, DN200x100 Painted Finish | 1249 | Fire Fighting & Detection | Grooved Couplings & Fittings | DN200x100 | Ductile Iron Painted Finish | -
TACO Comfort Solutions | HVAC Equipment & Accessories | CBX84-125 | Vertical Expansion Tanks with Bottom System Connection. 22 GAL. 125 PSI. | 120290 | HVAC & Plumbing | Expansion Tanks | 22 GAL | - | - | Grooved Eccentric Reducer UL/FM 232 PSI to 500 PSI, DN200x150 Painted Finish | 1243 | Fire Fighting & Detection | Grooved Couplings & Fittings | DN200x150 | Ductile Iron Painted Finish | -
TACO Comfort Solutions | HVAC Equipment & Accessories | CBX130-125 | Vertical Expansion Tanks with Bottom System Connection. 34 GAL. 125 PSI. | 134937 | HVAC & Plumbing | Expansion Tanks | 34 GAL | - | - | Grooved Eccentric Reducer UL/FM 232 PSI to 500 PSI, DN250x100 Painted Finish | 2139 | Fire Fighting & Detection | Grooved Couplings & Fittings | DN250x100 | Ductile Iron Painted Finish | -
TACO Comfort Solutions | HVAC Equipment & Accessories | CBX170-125 | Vertical Expansion Tanks with Bottom System Connection. 45 GAL. 125 PSI. | 141528 | HVAC & Plumbing | Expansion Tanks | 45 GAL | - | - | Grooved Eccentric Reducer UL/FM 232 PSI to 500 PSI, DN250x150 Painted Finish | 2139 | Fire Fighting & Detection | Grooved Couplings & Fittings | DN250x150 | Ductile Iron Painted Finish | -
TACO Comfort Solutions | HVAC Equipment & Accessories | CBX254-125 | Vertical Expansion Tanks with Bottom System Connection. 67 GAL. 125 PSI. | 158556 | HVAC & Plumbing | Expansion Tanks | 67 GAL | - | - | Grooved Eccentric Reducer UL/FM 232 PSI to 500 PSI, DN250x200 Painted Finish | 2139 | Fire Fighting & Detection | Grooved Couplings & Fittings | DN250x200 | Ductile Iron Painted Finish | -
TACO Comfort Solutions | HVAC Equipment & Accessories | CBX300-125 | Vertical Expansion Tanks with Bottom System Connection. 79 GAL. 125 PSI. | 185653 | HVAC & Plumbing | Expansion Tanks | 79 GAL | - | - | Grooved Eccentric Reducer UL/FM 232 PSI to 500 PSI, DN300x200 Painted Finish | 4252 | Fire Fighting & Detection | Grooved Couplings & Fittings | DN300x200 | Ductile Iron Painted Finish | -
TACO Comfort Solutions | HVAC Equipment & Accessories | CBX350-125 | Vertical Expansion Tanks with Bottom System Connection. 92 GAL. 125 PSI. | 199751 | HVAC & Plumbing | Expansion Tanks | 92 GAL | - | - | Grooved End Cap UL/FM 300 PSI, DN25 Painted Finish | 71 | Fire Fighting & Detection | Grooved Couplings & Fittings | DN25 | Ductile Iron Painted Finish | -
TACO Comfort Solutions | HVAC Equipment & Accessories | CBX425-125 | Vertical Expansion Tanks with Bottom System Connection. 112 GAL. 125 PSI. | 213300 | HVAC & Plumbing | Expansion Tanks | 112 GAL | - | - | Grooved End Cap UL/FM 300 PSI, DN32 Painted Finish | 85 | Fire Fighting & Detection | Grooved Couplings & Fittings | DN32 | Ductile Iron Painted Finish | -
TACO Comfort Solutions | HVAC Equipment & Accessories | CBX500-125 | Vertical Expansion Tanks with Bottom System Connection. 132 GAL. 125 PSI. | 225384 | HVAC & Plumbing | Expansion Tanks | 132 GAL | - | - | Grooved End Cap UL/FM 300 PSI, DN40 Painted Finish | 112 | Fire Fighting & Detection | Grooved Couplings & Fittings | DN40 | Ductile Iron Painted Finish | -
TACO Comfort Solutions | HVAC Equipment & Accessories | CBX600-125 | Vertical Expansion Tanks with Bottom System Connection. 160 GAL. 125 PSI. | 278480 | HVAC & Plumbing | Expansion Tanks | 160 GAL | - | - | Grooved End Cap UL/FM 300 PSI, DN50 Painted Finish | 142 | Fire Fighting & Detection | Grooved Couplings & Fittings | DN50 | Ductile Iron Painted Finish | -
TACO Comfort Solutions | HVAC Equipment & Accessories | CBX800-125 | Vertical Expansion Tanks with Bottom System Connection. 212 GAL. 125 PSI. | 322788 | HVAC & Plumbing | Expansion Tanks | 212 GAL | - | - | Grooved End Cap UL/FM 300 PSI, DN65 Painted Finish | 186 | Fire Fighting & Detection | Grooved Couplings & Fittings | DN65 | Ductile Iron Painted Finish | -
TACO Comfort Solutions | HVAC Equipment & Accessories | SD020015-5 | Suction Diffusers - Rear Strainer Pullout (RSP). 2 x 1½. 125 PSI. | 20432 | HVAC & Plumbing | Suction Diffusers | 2 x 1½" | - | - | Grooved End Cap UL/FM 300 PSI, DN80 Painted Finish | 211 | Fire Fighting & Detection | Grooved Couplings & Fittings | DN80 | Ductile Iron Painted Finish | -
TACO Comfort Solutions | HVAC Equipment & Accessories | SD020020-5 | Suction Diffusers - Rear Strainer Pullout (RSP). 2 x 2. 125 PSI. | 21146 | HVAC & Plumbing | Suction Diffusers | 2 x 2" | - | - | Grooved End Cap UL/FM 300 PSI, DN100 Painted Finish | 300 | Fire Fighting & Detection | Grooved Couplings & Fittings | DN100 | Ductile Iron Painted Finish | -
TACO Comfort Solutions | HVAC Equipment & Accessories | SD025020-5 | Suction Diffusers - Rear Strainer Pullout (RSP). 2½ x 2. 125 PSI. | 22099 | HVAC & Plumbing | Suction Diffusers | 2½ x 2" | - | - | Grooved End Cap UL/FM 300 PSI, DN150 Painted Finish | 719 | Fire Fighting & Detection | Grooved Couplings & Fittings | DN150 | Ductile Iron Painted Finish | -
TACO Comfort Solutions | HVAC Equipment & Accessories | SD030020-5 | Suction Diffusers - Rear Strainer Pullout (RSP). 3 x 2. 125 PSI. | 25522 | HVAC & Plumbing | Suction Diffusers | 3 x 2" | - | - | Grooved End Cap UL/FM 300 PSI, DN200 Painted Finish | 1040 | Fire Fighting & Detection | Grooved Couplings & Fittings | DN200 | Ductile Iron Painted Finish | -
TACO Comfort Solutions | HVAC Equipment & Accessories | SD025025-5 | Suction Diffusers - Rear Strainer Pullout (RSP). 2½ x 2½. 125 PSI. | 36636 | HVAC & Plumbing | Suction Diffusers | 2½ x 2½" | - | - | Grooved End Cap UL/FM 300 PSI, DN250 Painted Finish | 1746 | Fire Fighting & Detection | Grooved Couplings & Fittings | DN250 | Ductile Iron Painted Finish | -
TACO Comfort Solutions | HVAC Equipment & Accessories | SD030025-5 | Suction Diffusers - Rear Strainer Pullout (RSP). 3 x 2½. 125 PSI. | 37295 | HVAC & Plumbing | Suction Diffusers | 3 x 2½" | - | - | Grooved End Cap UL/FM 300 PSI, DN300 Painted Finish | 2191 | Fire Fighting & Detection | Grooved Couplings & Fittings | DN300 | Ductile Iron Painted Finish | -
TACO Comfort Solutions | HVAC Equipment & Accessories | SD040025-5 | Suction Diffusers - Rear Strainer Pullout (RSP). 4 x 2½. 125 PSI. | 39565 | HVAC & Plumbing | Suction Diffusers | 4 x 2½" | - | - | Grooved End Cap - Drilled NPT UL/FM 300 PSI , DN50x25 Painted Finish | 213 | Fire Fighting & Detection | Grooved Couplings & Fittings | DN50x25 | Ductile Iron Painted Finish | -
TACO Comfort Solutions | HVAC Equipment & Accessories | SD030030-5 | Suction Diffusers - Rear Strainer Pullout (RSP). 3 x 3. 125 PSI. | 37899 | HVAC & Plumbing | Suction Diffusers | 3 x 3" | - | - | Grooved End Cap - Drilled NPT UL/FM 300 PSI , DN50x40 Painted Finish | 213 | Fire Fighting & Detection | Grooved Couplings & Fittings | DN50x40 | Ductile Iron Painted Finish | -
TACO Comfort Solutions | HVAC Equipment & Accessories | SD040030-5 | Suction Diffusers - Rear Strainer Pullout (RSP). 4 x 3. 125 PSI. | 43117 | HVAC & Plumbing | Suction Diffusers | 4 x 3" | - | - | Grooved End Cap - Drilled NPT UL/FM 300 PSI , DN65x25 Painted Finish | 314 | Fire Fighting & Detection | Grooved Couplings & Fittings | DN65x25 | Ductile Iron Painted Finish | -
TACO Comfort Solutions | HVAC Equipment & Accessories | SD050030-5 | Suction Diffusers - Rear Strainer Pullout (RSP). 5 x 3. 125 PSI. | 47054 | HVAC & Plumbing | Suction Diffusers | 5 x 3" | - | - | Grooved End Cap - Drilled NPT UL/FM 300 PSI , DN80x25 Painted Finish | 335 | Fire Fighting & Detection | Grooved Couplings & Fittings | DN80x25 | Ductile Iron Painted Finish | -
TACO Comfort Solutions | HVAC Equipment & Accessories | SD040040-5 | Suction Diffusers - Rear Strainer Pullout (RSP). 4 x 4. 125 PSI. | 49983 | HVAC & Plumbing | Suction Diffusers | 4 x 4" | - | - | Grooved End Cap - Drilled NPT UL/FM 300 PSI , DN80x40 Painted Finish | 335 | Fire Fighting & Detection | Grooved Couplings & Fittings | DN80x40 | Ductile Iron Painted Finish | -
TACO Comfort Solutions | HVAC Equipment & Accessories | SD050040-5 | Suction Diffusers - Rear Strainer Pullout (RSP). 5 x 4. 125 PSI. | 57124 | HVAC & Plumbing | Suction Diffusers | 5 x 4" | - | - | Grooved End Cap - Drilled NPT UL/FM 300 PSI , DN80x50 Painted Finish | 335 | Fire Fighting & Detection | Grooved Couplings & Fittings | DN80x50 | Ductile Iron Painted Finish | -
TACO Comfort Solutions | HVAC Equipment & Accessories | SD060040-5 | Suction Diffusers - Rear Strainer Pullout (RSP). 6 x 4. 125 PSI. | 59321 | HVAC & Plumbing | Suction Diffusers | 6 x 4" | - | - | Grooved End Cap - Drilled NPT UL/FM 300 PSI , DN100x25 Painted Finish | 427 | Fire Fighting & Detection | Grooved Couplings & Fittings | DN100x25 | Ductile Iron Painted Finish | -
TACO Comfort Solutions | HVAC Equipment & Accessories | SD050050-5 | Suction Diffusers - Rear Strainer Pullout (RSP). 5 x 5. 125 PSI. | 68109 | HVAC & Plumbing | Suction Diffusers | 5 x 5" | - | - | Grooved End Cap - Drilled NPT UL/FM 300 PSI , DN100x40 Painted Finish | 427 | Fire Fighting & Detection | Grooved Couplings & Fittings | DN100x40 | Ductile Iron Painted Finish | -
TACO Comfort Solutions | HVAC Equipment & Accessories | SD060050-5 | Suction Diffusers - Rear Strainer Pullout (RSP). 6 x 5. 125 PSI. | 71405 | HVAC & Plumbing | Suction Diffusers | 6 x 5" | - | - | Grooved End Cap - Drilled NPT UL/FM 300 PSI , DN100x50 Painted Finish | 425 | Fire Fighting & Detection | Grooved Couplings & Fittings | DN100x50 | Ductile Iron Painted Finish | -
TACO Comfort Solutions | HVAC Equipment & Accessories | SD080050-5 | Suction Diffusers - Rear Strainer Pullout (RSP). 8 x 5. 125 PSI. | 83855 | HVAC & Plumbing | Suction Diffusers | 8 x 5" | - | - | Grooved End Cap - Drilled NPT UL/FM 300 PSI , DN150x25 Painted Finish | 843 | Fire Fighting & Detection | Grooved Couplings & Fittings | DN150x25 | Ductile Iron Painted Finish | -
TACO Comfort Solutions | HVAC Equipment & Accessories | SD060060-6 | Suction Diffusers - Rear Strainer Pullout (RSP). 6 x 6. 125 PSI. | 75067 | HVAC & Plumbing | Suction Diffusers | 6 x 6" | - | - | Grooved End Cap - Drilled NPT UL/FM 300 PSI , DN150x50 Painted Finish | 838 | Fire Fighting & Detection | Grooved Couplings & Fittings | DN150x50 | Ductile Iron Painted Finish | -
TACO Comfort Solutions | HVAC Equipment & Accessories | SD080060-5 | Suction Diffusers - Rear Strainer Pullout (RSP). 8 x 6. 125 PSI. | 84038 | HVAC & Plumbing | Suction Diffusers | 8 x 6" | - | - | Grooved End Cap - Drilled NPT UL/FM 300 PSI , DN200x50 Painted Finish | 1557 | Fire Fighting & Detection | Grooved Couplings & Fittings | DN200x50 | Ductile Iron Painted Finish | -
TACO Comfort Solutions | HVAC Equipment & Accessories | SD100060-5 | Suction Diffusers - Rear Strainer Pullout (RSP). 10 x 6. 125 PSI. | 168809 | HVAC & Plumbing | Suction Diffusers | 10 x 6" | - | - | Rigid Coupling . Red . DN 65 . 73,0mm Epoxy Finish | 292 | Fire Fighting & Detection | Grooved Couplings & Fittings | DN65 | Ductile Iron Epoxy Finish | -
TACO Comfort Solutions | HVAC Equipment & Accessories | SD080080-5 | Suction Diffusers - Rear Strainer Pullout (RSP). 8 x 8. 125 PSI. | 146472 | HVAC & Plumbing | Suction Diffusers | 8 x 8" | - | - | Rigid Coupling . Red . DN 80 . 88,9mm Epoxy Finish | 346 | Fire Fighting & Detection | Grooved Couplings & Fittings | DN80 | Ductile Iron Epoxy Finish | -
TACO Comfort Solutions | HVAC Equipment & Accessories | SD100080-5 | Suction Diffusers - Rear Strainer Pullout (RSP). 10 x 8. 125 PSI. | 174851 | HVAC & Plumbing | Suction Diffusers | 10 x 8" | - | - | Rigid Coupling . Red . DN 100 . 114,3mm Epoxy Finish | 373 | Fire Fighting & Detection | Grooved Couplings & Fittings | DN100 | Ductile Iron Epoxy Finish | -
TACO Comfort Solutions | HVAC Equipment & Accessories | SD120080-5 | Suction Diffusers - Rear Strainer Pullout (RSP). 12 x 8. 125 PSI. | 256509 | HVAC & Plumbing | Suction Diffusers | 12 x 8" | - | - | Rigid Coupling . Red . DN 150 . 168,3mm Epoxy Finish | 599 | Fire Fighting & Detection | Grooved Couplings & Fittings | DN150 | Ductile Iron Epoxy Finish | -
TACO Comfort Solutions | HVAC Equipment & Accessories | SD100100-5 | Suction Diffusers - Rear Strainer Pullout (RSP). 10 x 10. 125 PSI. | 244059 | HVAC & Plumbing | Suction Diffusers | 10 x 10" | - | - | Rigid Coupling . Red . DN 200 . 219,1mm Epoxy Finish | 1537 | Fire Fighting & Detection | Grooved Couplings & Fittings | DN200 | Ductile Iron Epoxy Finish | -
TACO Comfort Solutions | HVAC Equipment & Accessories | SD120100-5 | Suction Diffusers - Rear Strainer Pullout (RSP). 12 x 10. 125 PSI. | 285071 | HVAC & Plumbing | Suction Diffusers | 12 x 10" | - | - | Rigid Coupling . Red . DN 250 . 273,0mm Epoxy Finish | 3163 | Fire Fighting & Detection | Grooved Couplings & Fittings | DN250 | Ductile Iron Epoxy Finish | -
TACO Comfort Solutions | HVAC Equipment & Accessories | SD140100-5 | Suction Diffusers - Rear Strainer Pullout (RSP). 14 x 10. 125 PSI. | 337252 | HVAC & Plumbing | Suction Diffusers | 14 x 10" | - | - | Rigid Coupling . Red . DN 300 . 323,9mm Epoxy Finish | 3853 | Fire Fighting & Detection | Grooved Couplings & Fittings | DN300 | Ductile Iron Epoxy Finish | -
TACO Comfort Solutions | HVAC Equipment & Accessories | SD120120-5 | Suction Diffusers - Rear Strainer Pullout (RSP). 12 x 12. 125 PSI. | 321140 | HVAC & Plumbing | Suction Diffusers | 12 x 12" | - | - | Flexible Coupling . Red . DN 65 . 73,0mm Epoxy Finish | 292 | Fire Fighting & Detection | Grooved Couplings & Fittings | DN65 | Ductile Iron Epoxy Finish | -
TACO Comfort Solutions | HVAC Equipment & Accessories | SD140120-5 | Suction Diffusers - Rear Strainer Pullout (RSP). 14 x 12. 125 PSI. | 415248 | HVAC & Plumbing | Suction Diffusers | 14 x 12" | - | - | Flexible Coupling . Red . DN 80 . 88,9mm Epoxy Finish | 344 | Fire Fighting & Detection | Grooved Couplings & Fittings | DN80 | Ductile Iron Epoxy Finish | -
TACO Comfort Solutions | HVAC Equipment & Accessories | SD160120-5 | Suction Diffusers - Rear Strainer Pullout (RSP). 16 x 12. 125 PSI. | 422755 | HVAC & Plumbing | Suction Diffusers | 16 x 12" | - | - | Flexible Coupling . Red . DN 100 . 114,3mm Epoxy Finish | 375 | Fire Fighting & Detection | Grooved Couplings & Fittings | DN100 | Ductile Iron Epoxy Finish | -
TACO Comfort Solutions | HVAC Equipment & Accessories | SD140140-5 | Suction Diffusers - Rear Strainer Pullout (RSP). 14 x 14. 125 PSI. | 475119 | HVAC & Plumbing | Suction Diffusers | 14 x 14" | - | - | Flexible Coupling . Red . DN 150 . 168,3mm Epoxy Finish | 626 | Fire Fighting & Detection | Grooved Couplings & Fittings | DN150 | Ductile Iron Epoxy Finish | -
TACO Comfort Solutions | HVAC Equipment & Accessories | SD160140-5 | Suction Diffusers - Rear Strainer Pullout (RSP). 16 x 14. 125 PSI. | 495625 | HVAC & Plumbing | Suction Diffusers | 16 x 14" | - | - | Flexible Coupling . Red . DN 200 . 219,1mm Epoxy Finish | 1525 | Fire Fighting & Detection | Grooved Couplings & Fittings | DN200 | Ductile Iron Epoxy Finish | -
TACO Comfort Solutions | HVAC Equipment & Accessories | SD020015-5A | Suction Diffusers - Rear Strainer Pullout (RSP). 2 x 1½. 250 PSI. | 22501 | HVAC & Plumbing | Suction Diffusers | 2 x 1½" | - | - | Flexible Coupling . Red . DN 250 . 273,0mm Epoxy Finish | 2915 | Fire Fighting & Detection | Grooved Couplings & Fittings | DN250 | Ductile Iron Epoxy Finish | -
TACO Comfort Solutions | HVAC Equipment & Accessories | SD020020-5A | Suction Diffusers - Rear Strainer Pullout (RSP). 2 x 2. 250 PSI. | 22648 | HVAC & Plumbing | Suction Diffusers | 2 x 2" | - | - | Flexible Coupling . Red . DN 300 . 323,9mm Epoxy Finish | 3853 | Fire Fighting & Detection | Grooved Couplings & Fittings | DN300 | Ductile Iron Epoxy Finish | -
TACO Comfort Solutions | HVAC Equipment & Accessories | SD025020-5A | Suction Diffusers - Rear Strainer Pullout (RSP). 2½ x 2. 250 PSI. | 24113 | HVAC & Plumbing | Suction Diffusers | 2½ x 2" | - | - | Grooved Elbow 45 · Red · DN65 · 73,0mm Epoxy Finish | 326 | Fire Fighting & Detection | Grooved Couplings & Fittings | DN65 | Ductile Iron Epoxy Finish | -
TACO Comfort Solutions | HVAC Equipment & Accessories | SD030020-5A | Suction Diffusers - Rear Strainer Pullout (RSP). 3 x 2. 250 PSI. | 30045 | HVAC & Plumbing | Suction Diffusers | 3 x 2" | - | - | Grooved Elbow 45 · Red · DN80 · 88,9mm Epoxy Finish | 408 | Fire Fighting & Detection | Grooved Couplings & Fittings | DN80 | Ductile Iron Epoxy Finish | -
TACO Comfort Solutions | HVAC Equipment & Accessories | SD025025-5A | Suction Diffusers - Rear Strainer Pullout (RSP). 2½ x 2½. 250 PSI. | 38357 | HVAC & Plumbing | Suction Diffusers | 2½ x 2½" | - | - | Grooved Elbow 45 · Red · DN100 · 114,3mm Epoxy Finish | 564 | Fire Fighting & Detection | Grooved Couplings & Fittings | DN100 | Ductile Iron Epoxy Finish | -
TACO Comfort Solutions | HVAC Equipment & Accessories | SD030025-5A | Suction Diffusers - Rear Strainer Pullout (RSP). 3 x 2½. 250 PSI. | 41140 | HVAC & Plumbing | Suction Diffusers | 3 x 2½" | - | - | Grooved Elbow 45 · Red · DN150 · 168,3mm Epoxy Finish | 1123 | Fire Fighting & Detection | Grooved Couplings & Fittings | DN150 | Ductile Iron Epoxy Finish | -
TACO Comfort Solutions | HVAC Equipment & Accessories | SD040025-5A | Suction Diffusers - Rear Strainer Pullout (RSP). 4 x 2½. 250 PSI. | 47969 | HVAC & Plumbing | Suction Diffusers | 4 x 2½" | - | - | Grooved Elbow 45 · Red · DN200 · 219,1mm Epoxy Finish | 2614 | Fire Fighting & Detection | Grooved Couplings & Fittings | DN200 | Ductile Iron Epoxy Finish | -
TACO Comfort Solutions | HVAC Equipment & Accessories | SD030030-5A | Suction Diffusers - Rear Strainer Pullout (RSP). 3 x 3. 250 PSI. | 44582 | HVAC & Plumbing | Suction Diffusers | 3 x 3" | - | - | Grooved Elbow 45 · Red · DN250 · 273,0mm Epoxy Finish | 5291 | Fire Fighting & Detection | Grooved Couplings & Fittings | DN250 | Ductile Iron Epoxy Finish | -
TACO Comfort Solutions | HVAC Equipment & Accessories | SD040030-5A | Suction Diffusers - Rear Strainer Pullout (RSP). 4 x 3. 250 PSI. | 47603 | HVAC & Plumbing | Suction Diffusers | 4 x 3" | - | - | Grooved Elbow 45 · Red · DN300 · 323,9mm Epoxy Finish | 7483 | Fire Fighting & Detection | Grooved Couplings & Fittings | DN300 | Ductile Iron Epoxy Finish | -
TACO Comfort Solutions | HVAC Equipment & Accessories | SD050030-5A | Suction Diffusers - Rear Strainer Pullout (RSP). 5 x 3. 250 PSI. | 56025 | HVAC & Plumbing | Suction Diffusers | 5 x 3" | - | - | Grooved Elbow 90 · Red · DN65 · 73,0mm Epoxy Finish | 357 | Fire Fighting & Detection | Grooved Couplings & Fittings | DN65 | Ductile Iron Epoxy Finish | -
TACO Comfort Solutions | HVAC Equipment & Accessories | SD040040-5A | Suction Diffusers - Rear Strainer Pullout (RSP). 4 x 4. 250 PSI. | 59138 | HVAC & Plumbing | Suction Diffusers | 4 x 4" | - | - | Grooved Elbow 90 · Red · DN80 · 88,9mm Epoxy Finish | 451 | Fire Fighting & Detection | Grooved Couplings & Fittings | DN80 | Ductile Iron Epoxy Finish | -
TACO Comfort Solutions | HVAC Equipment & Accessories | SD050040-5A | Suction Diffusers - Rear Strainer Pullout (RSP). 5 x 4. 250 PSI. | 67194 | HVAC & Plumbing | Suction Diffusers | 5 x 4" | - | - | Grooved Elbow 90 · Red · DN100 · 114,3mm Epoxy Finish | 580 | Fire Fighting & Detection | Grooved Couplings & Fittings | DN100 | Ductile Iron Epoxy Finish | -
TACO Comfort Solutions | HVAC Equipment & Accessories | SD060040-5A | Suction Diffusers - Rear Strainer Pullout (RSP). 6 x 4. 250 PSI. | 69757 | HVAC & Plumbing | Suction Diffusers | 6 x 4" | - | - | Grooved Elbow 90 · Red · DN150 · 168,3mm Epoxy Finish | 1169 | Fire Fighting & Detection | Grooved Couplings & Fittings | DN150 | Ductile Iron Epoxy Finish | -
TACO Comfort Solutions | HVAC Equipment & Accessories | SD050050-5A | Suction Diffusers - Rear Strainer Pullout (RSP). 5 x 5. 250 PSI. | 75067 | HVAC & Plumbing | Suction Diffusers | 5 x 5" | - | - | Grooved Elbow 90 · Red · DN200 · 219,1mm Epoxy Finish | 2708 | Fire Fighting & Detection | Grooved Couplings & Fittings | DN200 | Ductile Iron Epoxy Finish | -
TACO Comfort Solutions | HVAC Equipment & Accessories | SD060050-5A | Suction Diffusers - Rear Strainer Pullout (RSP). 6 x 5. 250 PSI. | 79095 | HVAC & Plumbing | Suction Diffusers | 6 x 5" | - | - | Grooved Elbow 90 · Red · DN250 · 273,0mm Epoxy Finish | 5482 | Fire Fighting & Detection | Grooved Couplings & Fittings | DN250 | Ductile Iron Epoxy Finish | -
TACO Comfort Solutions | HVAC Equipment & Accessories | SD080050-5A | Suction Diffusers - Rear Strainer Pullout (RSP). 8 x 5. 250 PSI. | 99784 | HVAC & Plumbing | Suction Diffusers | 8 x 5" | - | - | Grooved Elbow 90 · Red · DN300 · 323,9mm Epoxy Finish | 8078 | Fire Fighting & Detection | Grooved Couplings & Fittings | DN300 | Ductile Iron Epoxy Finish | -
TACO Comfort Solutions | HVAC Equipment & Accessories | SD060060-5A | Suction Diffusers - Rear Strainer Pullout (RSP). 6 x 6. 250 PSI. | 88798 | HVAC & Plumbing | Suction Diffusers | 6 x 6" | - | - | Mech T Grooved · Red · DN65-25 · 73,0-33,7mm Epoxy Finish | 436 | Fire Fighting & Detection | Grooved Couplings & Fittings | DN65-25 | Ductile Iron Epoxy Finish | -
TACO Comfort Solutions | HVAC Equipment & Accessories | SD100060-5A | Suction Diffusers - Rear Strainer Pullout (RSP). 10 x 6. 250 PSI. | 195723 | HVAC & Plumbing | Suction Diffusers | 10 x 6" | - | - | Mech T Grooved · Red · DN65-32 · 73,0-42,4mm Epoxy Finish | 443 | Fire Fighting & Detection | Grooved Couplings & Fittings | DN65-32 | Ductile Iron Epoxy Finish | -
TACO Comfort Solutions | HVAC Equipment & Accessories | SD080080-5A | Suction Diffusers - Rear Strainer Pullout (RSP). 8 x 8. 250 PSI. | 171372 | HVAC & Plumbing | Suction Diffusers | 8 x 8" | - | - | Mech T Grooved · Red · DN65-40 · 73,0-48,3mm Epoxy Finish | 457 | Fire Fighting & Detection | Grooved Couplings & Fittings | DN65-40 | Ductile Iron Epoxy Finish | -
TACO Comfort Solutions | HVAC Equipment & Accessories | SD100080-5A | Suction Diffusers - Rear Strainer Pullout (RSP). 10 x 8. 250 PSI. | 205793 | HVAC & Plumbing | Suction Diffusers | 10 x 8" | - | - | Mech T Grooved · Red · DN80-25 · 88,9-33,7mm Epoxy Finish | 434 | Fire Fighting & Detection | Grooved Couplings & Fittings | DN80-25 | Ductile Iron Epoxy Finish | -
TACO Comfort Solutions | HVAC Equipment & Accessories | SD120080-5A | Suction Diffusers - Rear Strainer Pullout (RSP). 12 x 8. 250 PSI. | 283790 | HVAC & Plumbing | Suction Diffusers | 12 x 8" | - | - | Mech T Grooved · Red · DN80-32 · 88,9-42,4mm Epoxy Finish | 434 | Fire Fighting & Detection | Grooved Couplings & Fittings | DN80-32 | Ductile Iron Epoxy Finish | -
TACO Comfort Solutions | HVAC Equipment & Accessories | SD100100-5A | Suction Diffusers - Rear Strainer Pullout (RSP). 10 x 10. 250 PSI. | 269142 | HVAC & Plumbing | Suction Diffusers | 10 x 10" | - | - | Mech T Grooved · Red · DN80-40 · 88,9-48,3mm Epoxy Finish | 567 | Fire Fighting & Detection | Grooved Couplings & Fittings | DN80-40 | Ductile Iron Epoxy Finish | -
TACO Comfort Solutions | HVAC Equipment & Accessories | SD120100-5A | Suction Diffusers - Rear Strainer Pullout (RSP). 12 x 10. 250 PSI. | 335787 | HVAC & Plumbing | Suction Diffusers | 12 x 10" | - | - | Mech T Grooved · Red · DN80-50 · 88,9-60,3mm Epoxy Finish | 567 | Fire Fighting & Detection | Grooved Couplings & Fittings | DN80-50 | Ductile Iron Epoxy Finish | -
TACO Comfort Solutions | HVAC Equipment & Accessories | SD140100-5A | Suction Diffusers - Rear Strainer Pullout (RSP). 14 x 10. 250 PSI. | 372405 | HVAC & Plumbing | Suction Diffusers | 14 x 10" | - | - | Mech T Grooved · Red · DN100-65 · 114,3-73,0mm Epoxy Finish | 676 | Fire Fighting & Detection | Grooved Couplings & Fittings | DN100-65 | Ductile Iron Epoxy Finish | -
TACO Comfort Solutions | HVAC Equipment & Accessories | SD120120-5A | Suction Diffusers - Rear Strainer Pullout (RSP). 12 x 12. 250 PSI. | 378997 | HVAC & Plumbing | Suction Diffusers | 12 x 12" | - | - | Mech T Grooved · Red · DN100-80 · 114,3-88,9mm Epoxy Finish | 699 | Fire Fighting & Detection | Grooved Couplings & Fittings | DN100-80 | Ductile Iron Epoxy Finish | -
TACO Comfort Solutions | HVAC Equipment & Accessories | SD140120-5A | Suction Diffusers - Rear Strainer Pullout (RSP). 14 x 12. 250 PSI. | 465781 | HVAC & Plumbing | Suction Diffusers | 14 x 12" | - | - | Mech T Grooved · Red · DN150-65 · 168,3-73,0mm Epoxy Finish | 914 | Fire Fighting & Detection | Grooved Couplings & Fittings | DN150-65 | Ductile Iron Epoxy Finish | -
TACO Comfort Solutions | HVAC Equipment & Accessories | SD160120-5A | Suction Diffusers - Rear Strainer Pullout (RSP). 16 x 12. 250 PSI. | 499287 | HVAC & Plumbing | Suction Diffusers | 16 x 12" | - | - | Mech T Grooved · Red · DN150-80 · 168,3-88,9mm Epoxy Finish | 914 | Fire Fighting & Detection | Grooved Couplings & Fittings | DN150-80 | Ductile Iron Epoxy Finish | -
TACO Comfort Solutions | HVAC Equipment & Accessories | SD140140-5A | Suction Diffusers - Rear Strainer Pullout (RSP). 14 x 14. 250 PSI. | 546890 | HVAC & Plumbing | Suction Diffusers | 14 x 14" | - | - | Mech T Grooved · Red · DN200-65 · 219,1-73,0mm Epoxy Finish | 1507 | Fire Fighting & Detection | Grooved Couplings & Fittings | DN200-65 | Ductile Iron Epoxy Finish | -
TACO Comfort Solutions | HVAC Equipment & Accessories | SD160140-5A | Suction Diffusers - Rear Strainer Pullout (RSP). 16 x 14. 250 PSI. | 569411 | HVAC & Plumbing | Suction Diffusers | 16 x 14" | - | - | Mech T Grooved · Red · DN200-80 · 219,1-88,9mm Epoxy Finish | 1534 | Fire Fighting & Detection | Grooved Couplings & Fittings | DN200-80 | Ductile Iron Epoxy Finish | -
Viking | Fire Protection and Detection Systems | VK-ST-060034N2 | Sprinkler T · Red · DN50-25 · 60,3-33,7mm · NPT Epoxy Finish | 204 | Fire Fighting & Detection | Grooved Couplings & Fittings | DN50-25 | - | - | Mech T Grooved · Red · DN200-100 · 219,1-114,3mm Epoxy Finish | 1596 | Fire Fighting & Detection | Grooved Couplings & Fittings | DN200-100 | Ductile Iron Epoxy Finish | -